{"text_format":"5","workbook":"xls","n_sheets":3,"sheets":["Map","Raw Flip Data","New Raw-ECC"],"props":{"creator":"tjf","last_modified_by":"Matt Warren","company":"UCL"},"not_rendered":{"images":1,"external_links":1},"read":"whole","wrapped":"gz","date_system":"1900","formulas":"cached_only"}

{"sheet":"Map","index":0,"n_rows":533,"n_cols":18,"rows_kept":533,"flags":["formulas_cached_only"]}
["Unique Ribbon ID","Endcap   Side      (A:+z, C: -z)","Module Powered from","Rack","Rack Loc.","Cable","Ribbon","ROD","Rx","Tx","Cable ID","Ribbon","Crate ID (Lower, Upper)","ROD","BOC Port","NEW Flipped (1/06/07)",null,"Orig. Flipped ?"]
["13-7","A","US15","Y.24-14.A2","U08",2005013,"-07",1,1,null,13,7,"24-L",1,"RX-1","F",null,"F"]
["13-6","A","US15","Y.24-14.A2","U08",2005013,"-06",1,2,null,13,6,"24-L",1,"RX-2","F",null,"F"]
["3-7","A","US15","Y.24-14.A2","U08",2005003,"-07",1,3,null,3,7,"24-L",1,"RX-3"]
["3-6","A","US15","Y.24-14.A2","U08",2005003,"-06",1,4,null,3,6,"24-L",1,"RX-4"]
["3-4","A","US15","Y.24-14.A2","U08",2005003,"-04",1,5,null,3,4,"24-L",1,"RX-5"]
["3-3","A","US15","Y.24-14.A2","U08",2005003,"-03",1,6,null,3,3,"24-L",1,"RX-6"]
["3-1","A","US15","Y.24-14.A2","U08",2005003,"-01",1,7,null,3,1,"24-L",1,"RX-7"]
["1-8","A","US15","Y.24-14.A2","U08",2005001,"-08",1,8,null,1,8,"24-L",1,"RX-8","F",null,"F"]
["13-8","A","US15","Y.24-14.A2","U08",2005013,"-08",1,null,1,13,8,"24-L",1,"TX-1","F",null,"F"]
["3-8","A","US15","Y.24-14.A2","U08",2005003,"-08",1,null,2,3,8,"24-L",1,"TX-2"]
["3-5","A","US15","Y.24-14.A2","U08",2005003,"-05",1,null,3,3,5,"24-L",1,"TX-3"]
["3-2","A","US15","Y.24-14.A2","U08",2005003,"-02",1,null,4,3,2,"24-L",1,"TX-4"]
["13-4","A","US15","Y.24-14.A2","U08",2005013,"-04",2,1,null,13,4,"24-L",2,"RX-1","F",null,"F"]
["13-3","A","US15","Y.24-14.A2","U08",2005013,"-03",2,2,null,13,3,"24-L",2,"RX-2","F",null,"F"]
["15-5","A","US15","Y.24-14.A2","U08",2005015,"-05",2,3,null,15,5,"24-L",2,"RX-3"]
["15-6","A","US15","Y.24-14.A2","U08",2005015,"-06",2,4,null,15,6,"24-L",2,"RX-4"]
["1-5","A","US15","Y.24-14.A2","U08",2005001,"-05",2,5,null,1,5,"24-L",2,"RX-5","F",null,"F"]
["1-6","A","US15","Y.24-14.A2","U08",2005001,"-06",2,6,null,1,6,"24-L",2,"RX-6","F",null,"F"]
["1-2","A","US15","Y.24-14.A2","U08",2005001,"-02",2,7,null,1,2,"24-L",2,"RX-7","F",null,"F"]
["1-3","A","US15","Y.24-14.A2","U08",2005001,"-03",2,8,null,1,3,"24-L",2,"RX-8","F",null,"F"]
["13-5","A","US15","Y.24-14.A2","U08",2005013,"-05",2,null,1,13,5,"24-L",2,"TX-1","F",null,"F"]
["15-7","A","US15","Y.24-14.A2","U08",2005015,"-07",2,null,2,15,7,"24-L",2,"TX-2"]
["1-7","A","US15","Y.24-14.A2","U08",2005001,"-07",2,null,3,1,7,"24-L",2,"TX-3","F",null,"F"]
["1-4","A","US15","Y.24-14.A2","U08",2005001,"-04",2,null,4,1,4,"24-L",2,"TX-4","F",null,"F"]
["15-8","A","US15","Y.24-14.A2","U08",2005015,"-08",3,1,null,15,8,"24-L",3,"RX-1"]
["13-1","A","US15","Y.24-14.A2","U08",2005013,"-01",3,2,null,13,1,"24-L",3,"RX-2"]
["15-3","A","US15","Y.24-14.A2","U08",2005015,"-03",3,3,null,15,3,"24-L",3,"RX-3"]
["15-2","A","US15","Y.24-14.A2","U08",2005015,"-02",3,4,null,15,2,"24-L",3,"RX-4"]
["14-8","A","US15","Y.24-14.A2","U08",2005014,"-08",3,5,null,14,8,"24-L",3,"RX-5","F",null,"F"]
["14-7","A","US15","Y.24-14.A2","U08",2005014,"-07",3,6,null,14,7,"24-L",3,"RX-6","F",null,"F"]
["14-2","A","US15","Y.24-14.A2","U08",2005014,"-02",3,7,null,14,2,"24-L",3,"RX-7","F",null,"F"]
["14-1","A","US15","Y.24-14.A2","U08",2005014,"-01",3,8,null,14,1,"24-L",3,"RX-8","F",null,"F"]
["13-2","A","US15","Y.24-14.A2","U08",2005013,"-02",3,null,1,13,2,"24-L",3,"TX-1"]
["15-4","A","US15","Y.24-14.A2","U08",2005015,"-04",3,null,2,15,4,"24-L",3,"TX-2"]
["15-1","A","US15","Y.24-14.A2","U08",2005015,"-01",3,null,3,15,1,"24-L",3,"TX-3"]
["14-3","A","US15","Y.24-14.A2","U08",2005014,"-03",3,null,4,14,3,"24-L",3,"TX-4","F",null,"F"]
["14-4","A","US15","Y.24-14.A2","U08",2005014,"-04",4,1,null,14,4,"24-L",4,"RX-1","F",null,"F"]
["14-5","A","US15","Y.24-14.A2","U08",2005014,"-05",4,2,null,14,5,"24-L",4,"RX-2","F",null,"F"]
["16-5","A","US15","Y.24-14.A2","U08",2005016,"-05",4,3,null,16,5,"24-L",4,"RX-3","F",null,"F"]
["16-4","A","US15","Y.24-14.A2","U08",2005016,"-04",4,4,null,16,4,"24-L",4,"RX-4","F",null,"F"]
["2-8","A","US15","Y.24-14.A2","U08",2005002,"-08",4,5,null,2,8,"24-L",4,"RX-5","F",null,"F"]
["2-7","A","US15","Y.24-14.A2","U08",2005002,"-07",4,6,null,2,7,"24-L",4,"RX-6","F",null,"F"]
["2-5","A","US15","Y.24-14.A2","U08",2005002,"-05",4,7,null,2,5,"24-L",4,"RX-7","F",null,"F"]
["2-4","A","US15","Y.24-14.A2","U08",2005002,"-04",4,8,null,2,4,"24-L",4,"RX-8","F",null,"F"]
["14-6","A","US15","Y.24-14.A2","U08",2005014,"-06",4,null,1,14,6,"24-L",4,"TX-1","F",null,"F"]
["16-6","A","US15","Y.24-14.A2","U08",2005016,"-06",4,null,2,16,6,"24-L",4,"TX-2","F",null,"F"]
["1-1","A","US15","Y.24-14.A2","U08",2005001,"-01",4,null,3,1,1,"24-L",4,"TX-3","F",null,"F"]
["2-6","A","US15","Y.24-14.A2","U08",2005002,"-06",4,null,4,2,6,"24-L",4,"TX-4","F",null,"F"]
["18-4","A","US15","Y.24-14.A2","U08",2005018,"-04",5,1,null,18,4,"24-L",5,"RX-1","F",null,"F"]
["18-5","A","US15","Y.24-14.A2","U08",2005018,"-05",5,2,null,18,5,"24-L",5,"RX-2","F",null,"F"]
["16-1","A","US15","Y.24-14.A2","U08",2005016,"-01",5,3,null,16,1,"24-L",5,"RX-3","F",null,"F"]
["16-2","A","US15","Y.24-14.A2","U08",2005016,"-02",5,4,null,16,2,"24-L",5,"RX-4","F",null,"F"]
["18-2","A","US15","Y.24-14.A2","U08",2005018,"-02",5,5,null,18,2,"24-L",5,"RX-5","F",null,"F"]
["18-1","A","US15","Y.24-14.A2","U08",2005018,"-01",5,6,null,18,1,"24-L",5,"RX-6","F",null,"F"]
["2-2","A","US15","Y.24-14.A2","U08",2005002,"-02",5,7,null,2,2,"24-L",5,"RX-7","F",null,"F"]
["2-1","A","US15","Y.24-14.A2","U08",2005002,"-01",5,8,null,2,1,"24-L",5,"RX-8","F",null,"F"]
["18-6","A","US15","Y.24-14.A2","U08",2005018,"-06",5,null,1,18,6,"24-L",5,"TX-1","F",null,"F"]
["16-3","A","US15","Y.24-14.A2","U08",2005016,"-03",5,null,2,16,3,"24-L",5,"TX-2","F",null,"F"]
["18-3","A","US15","Y.24-14.A2","U08",2005018,"-03",5,null,3,18,3,"24-L",5,"TX-3","F",null,"F"]
["2-3","A","US15","Y.24-14.A2","U08",2005002,"-03",5,null,4,2,3,"24-L",5,"TX-4","F",null,"F"]
["17-4","A","US15","Y.24-14.A2","U08",2005017,"-04",6,1,null,17,4,"24-L",6,"RX-1","F",null,"F"]
["17-5","A","US15","Y.24-14.A2","U08",2005017,"-05",6,2,null,17,5,"24-L",6,"RX-2","F",null,"F"]
["17-3","A","US15","Y.24-14.A2","U08",2005017,"-03",6,3,null,17,3,"24-L",6,"RX-3","F",null,"F"]
["17-2","A","US15","Y.24-14.A2","U08",2005017,"-02",6,4,null,17,2,"24-L",6,"RX-4","F",null,"F"]
["70-4","A","US15","Y.24-14.A2","U08",2005070,"-04",6,5,null,70,4,"24-L",6,"RX-5"]
["70-5","A","US15","Y.24-14.A2","U08",2005070,"-05",6,6,null,70,5,"24-L",6,"RX-6"]
["70-3","A","US15","Y.24-14.A2","U08",2005070,"-03",6,7,null,70,3,"24-L",6,"RX-7"]
["70-2","A","US15","Y.24-14.A2","U08",2005070,"-02",6,8,null,70,2,"24-L",6,"RX-8","F",null,"F"]
["17-6","A","US15","Y.24-14.A2","U08",2005017,"-06",6,null,1,17,6,"24-L",6,"TX-1","F",null,"F"]
["17-1","A","US15","Y.24-14.A2","U08",2005017,"-01",6,null,2,17,1,"24-L",6,"TX-2","F",null,"F"]
["70-6","A","US15","Y.24-14.A2","U08",2005070,"-06",6,null,3,70,6,"24-L",6,"TX-3","F",null,"F"]
["70-1","A","US15","Y.24-14.A2","U08",2005070,"-01",6,null,4,70,1,"24-L",6,"TX-4","F",null,"F"]
["71-4","A","US15","Y.24-14.A2","U08",2005071,"-04",7,1,null,71,4,"24-L",7,"RX-1"]
["71-5","A","US15","Y.24-14.A2","U08",2005071,"-05",7,2,null,71,5,"24-L",7,"RX-2"]
["72-1","A","US15","Y.24-14.A2","U08",2005072,"-01",7,3,null,72,1,"24-L",7,"RX-3"]
["72-2","A","US15","Y.24-14.A2","U08",2005072,"-02",7,4,null,72,2,"24-L",7,"RX-4"]
["71-2","A","US15","Y.24-14.A2","U08",2005071,"-02",7,5,null,71,2,"24-L",7,"RX-5"]
["71-1","A","US15","Y.24-14.A2","U08",2005071,"-01",7,6,null,71,1,"24-L",7,"RX-6"]
["55-2","A","US15","Y.24-14.A2","U08",2005055,"-02",7,7,null,55,2,"24-L",7,"RX-7"]
["55-1","A","US15","Y.24-14.A2","U08",2005055,"-01",7,8,null,55,1,"24-L",7,"RX-8"]
["71-6","A","US15","Y.24-14.A2","U08",2005071,"-06",7,null,1,71,6,"24-L",7,"TX-1"]
["72-3","A","US15","Y.24-14.A2","U08",2005072,"-03",7,null,2,72,3,"24-L",7,"TX-2"]
["71-3","A","US15","Y.24-14.A2","U08",2005071,"-03",7,null,3,71,3,"24-L",7,"TX-3"]
["55-3","A","US15","Y.24-14.A2","U08",2005055,"-03",7,null,4,55,3,"24-L",7,"TX-4"]
["69-4","A","US15","Y.24-14.A2","U08",2005069,"-04",8,1,null,69,4,"24-L",8,"RX-1","F",null,"F"]
["69-5","A","US15","Y.24-14.A2","U08",2005069,"-05",8,2,null,69,5,"24-L",8,"RX-2","F",null,"F"]
["72-5","A","US15","Y.24-14.A2","U08",2005072,"-05",8,3,null,72,5,"24-L",8,"RX-3"]
["72-4","A","US15","Y.24-14.A2","U08",2005072,"-04",8,4,null,72,4,"24-L",8,"RX-4"]
["55-8","A","US15","Y.24-14.A2","U08",2005055,"-08",8,5,null,55,8,"24-L",8,"RX-5"]
["55-7","A","US15","Y.24-14.A2","U08",2005055,"-07",8,6,null,55,7,"24-L",8,"RX-6"]
["55-5","A","US15","Y.24-14.A2","U08",2005055,"-05",8,7,null,55,5,"24-L",8,"RX-7"]
["55-4","A","US15","Y.24-14.A2","U08",2005055,"-04",8,8,null,55,4,"24-L",8,"RX-8"]
["69-6","A","US15","Y.24-14.A2","U08",2005069,"-06",8,null,1,69,6,"24-L",8,"TX-1","F",null,"F"]
["72-6","A","US15","Y.24-14.A2","U08",2005072,"-06",8,null,2,72,6,"24-L",8,"TX-2"]
["57-1","A","US15","Y.24-14.A2","U08",2005057,"-01",8,null,3,57,1,"24-L",8,"TX-3","F",null,"F"]
["55-6","A","US15","Y.24-14.A2","U08",2005055,"-06",8,null,4,55,6,"24-L",8,"TX-4"]
["68-8","A","US15","Y.24-14.A2","U08",2005068,"-08",9,1,null,68,8,"24-L",9,"RX-1"]
["67-1","A","US15","Y.24-14.A2","U08",2005067,"-01",9,2,null,67,1,"24-L",9,"RX-2","F",null,"F"]
["68-3","A","US15","Y.24-14.A2","U08",2005068,"-03",9,3,null,68,3,"24-L",9,"RX-3"]
["68-2","A","US15","Y.24-14.A2","U08",2005068,"-02",9,4,null,68,2,"24-L",9,"RX-4"]
["69-8","A","US15","Y.24-14.A2","U08",2005069,"-08",9,5,null,69,8,"24-L",9,"RX-5","F",null,"F"]
["69-7","A","US15","Y.24-14.A2","U08",2005069,"-07",9,6,null,69,7,"24-L",9,"RX-6","F",null,"F"]
["69-2","A","US15","Y.24-14.A2","U08",2005069,"-02",9,7,null,69,2,"24-L",9,"RX-7","F",null,"F"]
["69-1","A","US15","Y.24-14.A2","U08",2005069,"-01",9,8,null,69,1,"24-L",9,"RX-8","F",null,"F"]
["67-2","A","US15","Y.24-14.A2","U08",2005067,"-02",9,null,1,67,2,"24-L",9,"TX-1","F",null,"F"]
["68-4","A","US15","Y.24-14.A2","U08",2005068,"-04",9,null,2,68,4,"24-L",9,"TX-2"]
["68-1","A","US15","Y.24-14.A2","U08",2005068,"-01",9,null,3,68,1,"24-L",9,"TX-3"]
["69-3","A","US15","Y.24-14.A2","U08",2005069,"-03",9,null,4,69,3,"24-L",9,"TX-4","F",null,"F"]
["67-4","A","US15","Y.24-14.A2","U08",2005067,"-04",10,1,null,67,4,"24-L",10,"RX-1","F",null,"F"]
["67-3","A","US15","Y.24-14.A2","U08",2005067,"-03",10,2,null,67,3,"24-L",10,"RX-2","F",null,"F"]
["68-5","A","US15","Y.24-14.A2","U08",2005068,"-05",10,3,null,68,5,"24-L",10,"RX-3"]
["68-6","A","US15","Y.24-14.A2","U08",2005068,"-06",10,4,null,68,6,"24-L",10,"RX-4"]
["57-5","A","US15","Y.24-14.A2","U08",2005057,"-05",10,5,null,57,5,"24-L",10,"RX-5"]
["57-6","A","US15","Y.24-14.A2","U08",2005057,"-06",10,6,null,57,6,"24-L",10,"RX-6","F",null,"F"]
["57-2","A","US15","Y.24-14.A2","U08",2005057,"-02",10,7,null,57,2,"24-L",10,"RX-7"]
["57-3","A","US15","Y.24-14.A2","U08",2005057,"-03",10,8,null,57,3,"24-L",10,"RX-8"]
["67-5","A","US15","Y.24-14.A2","U08",2005067,"-05",10,null,1,67,5,"24-L",10,"TX-1","F",null,"F"]
["68-7","A","US15","Y.24-14.A2","U08",2005068,"-07",10,null,2,68,7,"24-L",10,"TX-2"]
["57-7","A","US15","Y.24-14.A2","U08",2005057,"-07",10,null,3,57,7,"24-L",10,"TX-3","F",null,"F"]
["57-4","A","US15","Y.24-14.A2","U08",2005057,"-04",10,null,4,57,4,"24-L",10,"TX-4"]
["67-7","A","US15","Y.24-14.A2","U08",2005067,"-07",11,1,null,67,7,"24-L",11,"RX-1","F",null,"F"]
["67-6","A","US15","Y.24-14.A2","U08",2005067,"-06",11,2,null,67,6,"24-L",11,"RX-2","F",null,"F"]
["56-7","A","US15","Y.24-14.A2","U08",2005056,"-07",11,3,null,56,7,"24-L",11,"RX-3","F",null,"F"]
["56-6","A","US15","Y.24-14.A2","U08",2005056,"-06",11,4,null,56,6,"24-L",11,"RX-4","F",null,"F"]
["56-4","A","US15","Y.24-14.A2","U08",2005056,"-04",11,5,null,56,4,"24-L",11,"RX-5","F",null,"F"]
["56-3","A","US15","Y.24-14.A2","U08",2005056,"-03",11,6,null,56,3,"24-L",11,"RX-6","F",null,"F"]
["56-1","A","US15","Y.24-14.A2","U08",2005056,"-01",11,7,null,56,1,"24-L",11,"RX-7","F",null,"F"]
["57-8","A","US15","Y.24-14.A2","U08",2005057,"-08",11,8,null,57,8,"24-L",11,"RX-8","F",null,"F"]
["67-8","A","US15","Y.24-14.A2","U08",2005067,"-08",11,null,1,67,8,"24-L",11,"TX-1","F",null,"F"]
["56-8","A","US15","Y.24-14.A2","U08",2005056,"-08",11,null,2,56,8,"24-L",11,"TX-2","F",null,"F"]
["56-5","A","US15","Y.24-14.A2","U08",2005056,"-05",11,null,3,56,5,"24-L",11,"TX-3","F",null,"F"]
["56-2","A","US15","Y.24-14.A2","U08",2005056,"-02",11,null,4,56,2,"24-L",11,"TX-4","F",null,"F"]
["31-7","A","USA15","Y.24-14.A2","U28",2005031,"-07",1,1,null,31,7,"24-U",1,"RX-1"]
["31-6","A","USA15","Y.24-14.A2","U28",2005031,"-06",1,2,null,31,6,"24-U",1,"RX-2"]
["20-7","A","USA15","Y.24-14.A2","U28",2005020,"-07",1,3,null,20,7,"24-U",1,"RX-3","F",null,"F"]
["20-6","A","USA15","Y.24-14.A2","U28",2005020,"-06",1,4,null,20,6,"24-U",1,"RX-4","F",null,"F"]
["20-4","A","USA15","Y.24-14.A2","U28",2005020,"-04",1,5,null,20,4,"24-U",1,"RX-5","F",null,"F"]
["20-3","A","USA15","Y.24-14.A2","U28",2005020,"-03",1,6,null,20,3,"24-U",1,"RX-6","F",null,"F"]
["20-1","A","USA15","Y.24-14.A2","U28",2005020,"-01",1,7,null,20,1,"24-U",1,"RX-7","F",null,"F"]
["19-8","A","USA15","Y.24-14.A2","U28",2005019,"-08",1,8,null,19,8,"24-U",1,"RX-8","F",null,"F"]
["31-8","A","USA15","Y.24-14.A2","U28",2005031,"-08",1,null,1,31,8,"24-U",1,"TX-1"]
["20-8","A","USA15","Y.24-14.A2","U28",2005020,"-08",1,null,2,20,8,"24-U",1,"TX-2","F",null,"F"]
["20-5","A","USA15","Y.24-14.A2","U28",2005020,"-05",1,null,3,20,5,"24-U",1,"TX-3","F",null,"F"]
["20-2","A","USA15","Y.24-14.A2","U28",2005020,"-02",1,null,4,20,2,"24-U",1,"TX-4","F",null,"F"]
["31-4","A","USA15","Y.24-14.A2","U28",2005031,"-04",2,1,null,31,4,"24-U",2,"RX-1"]
["31-3","A","USA15","Y.24-14.A2","U28",2005031,"-03",2,2,null,31,3,"24-U",2,"RX-2"]
["33-5","A","USA15","Y.24-14.A2","U28",2005033,"-05",2,3,null,33,5,"24-U",2,"RX-3"]
["33-6","A","USA15","Y.24-14.A2","U28",2005033,"-06",2,4,null,33,6,"24-U",2,"RX-4"]
["19-5","A","USA15","Y.24-14.A2","U28",2005019,"-05",2,5,null,19,5,"24-U",2,"RX-5","F",null,"F"]
["19-6","A","USA15","Y.24-14.A2","U28",2005019,"-06",2,6,null,19,6,"24-U",2,"RX-6","F",null,"F"]
["19-2","A","USA15","Y.24-14.A2","U28",2005019,"-02",2,7,null,19,2,"24-U",2,"RX-7","F",null,"F"]
["19-3","A","USA15","Y.24-14.A2","U28",2005019,"-03",2,8,null,19,3,"24-U",2,"RX-8","F",null,"F"]
["31-5","A","USA15","Y.24-14.A2","U28",2005031,"-05",2,null,1,31,5,"24-U",2,"TX-1"]
["33-7","A","USA15","Y.24-14.A2","U28",2005033,"-07",2,null,2,33,7,"24-U",2,"TX-2"]
["19-7","A","USA15","Y.24-14.A2","U28",2005019,"-07",2,null,3,19,7,"24-U",2,"TX-3","F",null,"F"]
["19-4","A","USA15","Y.24-14.A2","U28",2005019,"-04",2,null,4,19,4,"24-U",2,"TX-4","F",null,"F"]
["33-8","A","USA15","Y.24-14.A2","U28",2005033,"-08",3,1,null,33,8,"24-U",3,"RX-1"]
["31-1","A","USA15","Y.24-14.A2","U28",2005031,"-01",3,2,null,31,1,"24-U",3,"RX-2"]
["33-3","A","USA15","Y.24-14.A2","U28",2005033,"-03",3,3,null,33,3,"24-U",3,"RX-3"]
["33-2","A","USA15","Y.24-14.A2","U28",2005033,"-02",3,4,null,33,2,"24-U",3,"RX-4"]
["32-8","A","USA15","Y.24-14.A2","U28",2005032,"-08",3,5,null,32,8,"24-U",3,"RX-5"]
["32-7","A","USA15","Y.24-14.A2","U28",2005032,"-07",3,6,null,32,7,"24-U",3,"RX-6"]
["32-2","A","USA15","Y.24-14.A2","U28",2005032,"-02",3,7,null,32,2,"24-U",3,"RX-7"]
["32-1","A","USA15","Y.24-14.A2","U28",2005032,"-01",3,8,null,32,1,"24-U",3,"RX-8"]
["31-2","A","USA15","Y.24-14.A2","U28",2005031,"-02",3,null,1,31,2,"24-U",3,"TX-1"]
["33-4","A","USA15","Y.24-14.A2","U28",2005033,"-04",3,null,2,33,4,"24-U",3,"TX-2"]
["33-1","A","USA15","Y.24-14.A2","U28",2005033,"-01",3,null,3,33,1,"24-U",3,"TX-3"]
["32-3","A","USA15","Y.24-14.A2","U28",2005032,"-03",3,null,4,32,3,"24-U",3,"TX-4"]
["32-4","A","USA15","Y.24-14.A2","U28",2005032,"-04",4,1,null,32,4,"24-U",4,"RX-1"]
["32-5","A","USA15","Y.24-14.A2","U28",2005032,"-05",4,2,null,32,5,"24-U",4,"RX-2"]
["34-7","A","USA15","Y.24-14.A2","U28",2005034,"-07",4,3,null,34,7,"24-U",4,"RX-3","F",null,"F"]
["34-6","A","USA15","Y.24-14.A2","U28",2005034,"-06",4,4,null,34,6,"24-U",4,"RX-4","F",null,"F"]
["21-8","A","USA15","Y.24-14.A2","U28",2005021,"-08",4,5,null,21,8,"24-U",4,"RX-5"]
["21-7","A","USA15","Y.24-14.A2","U28",2005021,"-07",4,6,null,21,7,"24-U",4,"RX-6"]
["21-5","A","USA15","Y.24-14.A2","U28",2005021,"-05",4,7,null,21,5,"24-U",4,"RX-7"]
["21-4","A","USA15","Y.24-14.A2","U28",2005021,"-04",4,8,null,21,4,"24-U",4,"RX-8"]
["32-6","A","USA15","Y.24-14.A2","U28",2005032,"-06",4,null,1,32,6,"24-U",4,"TX-1"]
["34-8","A","USA15","Y.24-14.A2","U28",2005034,"-08",4,null,2,34,8,"24-U",4,"TX-2","F",null,"F"]
["19-1","A","USA15","Y.24-14.A2","U28",2005019,"-01",4,null,3,19,1,"24-U",4,"TX-3","F",null,"F"]
["21-6","A","USA15","Y.24-14.A2","U28",2005021,"-06",4,null,4,21,6,"24-U",4,"TX-4","F",null,"F"]
["35-6","A","USA15","Y.24-14.A2","U28",2005035,"-06",5,1,null,35,6,"24-U",5,"RX-1"]
["34-1","A","USA15","Y.24-14.A2","U28",2005034,"-01",5,2,null,34,1,"24-U",5,"RX-2"]
["34-3","A","USA15","Y.24-14.A2","U28",2005034,"-03",5,3,null,34,3,"24-U",5,"RX-3","F",null,"F"]
["34-4","A","USA15","Y.24-14.A2","U28",2005034,"-04",5,4,null,34,4,"24-U",5,"RX-4","F",null,"F"]
["35-4","A","USA15","Y.24-14.A2","U28",2005035,"-04",5,5,null,35,4,"24-U",5,"RX-5"]
["35-3","A","USA15","Y.24-14.A2","U28",2005035,"-03",5,6,null,35,3,"24-U",5,"RX-6"]
["21-2","A","USA15","Y.24-14.A2","U28",2005021,"-02",5,7,null,21,2,"24-U",5,"RX-7"]
["21-1","A","USA15","Y.24-14.A2","U28",2005021,"-01",5,8,null,21,1,"24-U",5,"RX-8","F",null,"F"]
["34-2","A","USA15","Y.24-14.A2","U28",2005034,"-02",5,null,1,34,2,"24-U",5,"TX-1"]
["34-5","A","USA15","Y.24-14.A2","U28",2005034,"-05",5,null,2,34,5,"24-U",5,"TX-2","F",null,"F"]
["35-5","A","USA15","Y.24-14.A2","U28",2005035,"-05",5,null,3,35,5,"24-U",5,"TX-3"]
["21-3","A","USA15","Y.24-14.A2","U28",2005021,"-03",5,null,4,21,3,"24-U",5,"TX-4","F",null,"F"]
["35-1","A","USA15","Y.24-14.A2","U28",2005035,"-01",6,1,null,35,1,"24-U",6,"RX-1"]
["36-6","A","USA15","Y.24-14.A2","U28",2005036,"-06",6,2,null,36,6,"24-U",6,"RX-2","F",null,"F"]
["36-3","A","USA15","Y.24-14.A2","U28",2005036,"-03",6,3,null,36,3,"24-U",6,"RX-3","F",null,"F"]
["36-2","A","USA15","Y.24-14.A2","U28",2005036,"-02",6,4,null,36,2,"24-U",6,"RX-4","F",null,"F"]
["36-5","A","USA15","Y.24-14.A2","U28",2005036,"-05",6,5,null,36,5,"24-U",6,"RX-5","F",null,"F"]
["35-2","A","USA15","Y.24-14.A2","U28",2005035,"-02",6,null,1,35,2,"24-U",6,"TX-1"]
["36-1","A","USA15","Y.24-14.A2","U28",2005036,"-01",6,null,2,36,1,"24-U",6,"TX-2","F",null,"F"]
["36-4","A","USA15","Y.24-14.A2","U28",2005036,"-04",6,null,3,36,4,"24-U",6,"TX-3","F",null,"F"]
["53-4","A","USA15","Y.24-14.A2","U28",2005053,"-04",7,1,null,53,4,"24-U",7,"RX-1","F",null,"F"]
["53-5","A","USA15","Y.24-14.A2","U28",2005053,"-05",7,2,null,53,5,"24-U",7,"RX-2","F",null,"F"]
["53-3","A","USA15","Y.24-14.A2","U28",2005053,"-03",7,3,null,53,3,"24-U",7,"RX-3","F",null,"F"]
["53-2","A","USA15","Y.24-14.A2","U28",2005053,"-02",7,4,null,53,2,"24-U",7,"RX-4","F",null,"F"]
["53-6","A","USA15","Y.24-14.A2","U28",2005053,"-06",7,null,1,53,6,"24-U",7,"TX-1","F",null,"F"]
["53-1","A","USA15","Y.24-14.A2","U28",2005053,"-01",7,null,2,53,1,"24-U",7,"TX-2","F",null,"F"]
["52-4","A","USA15","Y.24-14.A2","U28",2005052,"-04",8,1,null,52,4,"24-U",8,"RX-1","F",null,"F"]
["52-5","A","USA15","Y.24-14.A2","U28",2005052,"-05",8,2,null,52,5,"24-U",8,"RX-2","F",null,"F"]
["54-1","A","USA15","Y.24-14.A2","U28",2005054,"-01",8,3,null,54,1,"24-U",8,"RX-3","F",null,"F"]
["54-2","A","USA15","Y.24-14.A2","U28",2005054,"-02",8,4,null,54,2,"24-U",8,"RX-4","F",null,"F"]
["52-2","A","USA15","Y.24-14.A2","U28",2005052,"-02",8,5,null,52,2,"24-U",8,"RX-5","F",null,"F"]
["52-1","A","USA15","Y.24-14.A2","U28",2005052,"-01",8,6,null,52,1,"24-U",8,"RX-6","F",null,"F"]
["39-2","A","USA15","Y.24-14.A2","U28",2005039,"-02",8,7,null,39,2,"24-U",8,"RX-7"]
["39-1","A","USA15","Y.24-14.A2","U28",2005039,"-01",8,8,null,39,1,"24-U",8,"RX-8"]
["52-6","A","USA15","Y.24-14.A2","U28",2005052,"-06",8,null,1,52,6,"24-U",8,"TX-1","F",null,"F"]
["54-3","A","USA15","Y.24-14.A2","U28",2005054,"-03",8,null,2,54,3,"24-U",8,"TX-2","F",null,"F"]
["52-3","A","USA15","Y.24-14.A2","U28",2005052,"-03",8,null,3,52,3,"24-U",8,"TX-3","F",null,"F"]
["39-3","A","USA15","Y.24-14.A2","U28",2005039,"-03",8,null,4,39,3,"24-U",8,"TX-4"]
["51-4","A","USA15","Y.24-14.A2","U28",2005051,"-04",9,1,null,51,4,"24-U",9,"RX-1","F",null,"F"]
["51-5","A","USA15","Y.24-14.A2","U28",2005051,"-05",9,2,null,51,5,"24-U",9,"RX-2","F",null,"F"]
["54-5","A","USA15","Y.24-14.A2","U28",2005054,"-05",9,3,null,54,5,"24-U",9,"RX-3","F",null,"F"]
["54-4","A","USA15","Y.24-14.A2","U28",2005054,"-04",9,4,null,54,4,"24-U",9,"RX-4","F",null,"F"]
["39-8","A","USA15","Y.24-14.A2","U28",2005039,"-08",9,5,null,39,8,"24-U",9,"RX-5"]
["39-7","A","USA15","Y.24-14.A2","U28",2005039,"-07",9,6,null,39,7,"24-U",9,"RX-6"]
["39-5","A","USA15","Y.24-14.A2","U28",2005039,"-05",9,7,null,39,5,"24-U",9,"RX-7"]
["39-4","A","USA15","Y.24-14.A2","U28",2005039,"-04",9,8,null,39,4,"24-U",9,"RX-8"]
["51-6","A","USA15","Y.24-14.A2","U28",2005051,"-06",9,null,1,51,6,"24-U",9,"TX-1","F",null,"F"]
["54-6","A","USA15","Y.24-14.A2","U28",2005054,"-06",9,null,2,54,6,"24-U",9,"TX-2","F",null,"F"]
["37-1","A","USA15","Y.24-14.A2","U28",2005037,"-01",9,null,3,37,1,"24-U",9,"TX-3","F",null,"F"]
["39-6","A","USA15","Y.24-14.A2","U28",2005039,"-06",9,null,4,39,6,"24-U",9,"TX-4"]
["49-8","A","USA15","Y.24-14.A2","U28",2005049,"-08",10,1,null,49,8,"24-U",10,"RX-1"]
["50-1","A","USA15","Y.24-14.A2","U28",2005050,"-01",10,2,null,50,1,"24-U",10,"RX-2","F",null,"F"]
["49-3","A","USA15","Y.24-14.A2","U28",2005049,"-03",10,3,null,49,3,"24-U",10,"RX-3"]
["49-2","A","USA15","Y.24-14.A2","U28",2005049,"-02",10,4,null,49,2,"24-U",10,"RX-4"]
["51-8","A","USA15","Y.24-14.A2","U28",2005051,"-08",10,5,null,51,8,"24-U",10,"RX-5","F",null,"F"]
["51-7","A","USA15","Y.24-14.A2","U28",2005051,"-07",10,6,null,51,7,"24-U",10,"RX-6","F",null,"F"]
["51-2","A","USA15","Y.24-14.A2","U28",2005051,"-02",10,7,null,51,2,"24-U",10,"RX-7","F",null,"F"]
["51-1","A","USA15","Y.24-14.A2","U28",2005051,"-01",10,8,null,51,1,"24-U",10,"RX-8","F",null,"F"]
["50-2","A","USA15","Y.24-14.A2","U28",2005050,"-02",10,null,1,50,2,"24-U",10,"TX-1"]
["49-4","A","USA15","Y.24-14.A2","U28",2005049,"-04",10,null,2,49,4,"24-U",10,"TX-2"]
["49-1","A","USA15","Y.24-14.A2","U28",2005049,"-01",10,null,3,49,1,"24-U",10,"TX-3"]
["51-3","A","USA15","Y.24-14.A2","U28",2005051,"-03",10,null,4,51,3,"24-U",10,"TX-4","F",null,"F"]
["50-4","A","USA15","Y.24-14.A2","U28",2005050,"-04",11,1,null,50,4,"24-U",11,"RX-1","F",null,"F"]
["50-3","A","USA15","Y.24-14.A2","U28",2005050,"-03",11,2,null,50,3,"24-U",11,"RX-2","F",null,"F"]
["49-5","A","USA15","Y.24-14.A2","U28",2005049,"-05",11,3,null,49,5,"24-U",11,"RX-3"]
["49-6","A","USA15","Y.24-14.A2","U28",2005049,"-06",11,4,null,49,6,"24-U",11,"RX-4"]
["37-5","A","USA15","Y.24-14.A2","U28",2005037,"-05",11,5,null,37,5,"24-U",11,"RX-5","F",null,"F"]
["37-6","A","USA15","Y.24-14.A2","U28",2005037,"-06",11,6,null,37,6,"24-U",11,"RX-6","F",null,"F"]
["37-2","A","USA15","Y.24-14.A2","U28",2005037,"-02",11,7,null,37,2,"24-U",11,"RX-7","F",null,"F"]
["37-3","A","USA15","Y.24-14.A2","U28",2005037,"-03",11,8,null,37,3,"24-U",11,"RX-8","F",null,"F"]
["50-5","A","USA15","Y.24-14.A2","U28",2005050,"-05",11,null,1,50,5,"24-U",11,"TX-1"]
["49-7","A","USA15","Y.24-14.A2","U28",2005049,"-07",11,null,2,49,7,"24-U",11,"TX-2"]
["37-7","A","USA15","Y.24-14.A2","U28",2005037,"-07",11,null,3,37,7,"24-U",11,"TX-3","F",null,"F"]
["37-4","A","USA15","Y.24-14.A2","U28",2005037,"-04",11,null,4,37,4,"24-U",11,"TX-4","F",null,"F"]
["50-7","A","USA15","Y.24-14.A2","U28",2005050,"-07",12,1,null,50,7,"24-U",12,"RX-1","F",null,"F"]
["50-6","A","USA15","Y.24-14.A2","U28",2005050,"-06",12,2,null,50,6,"24-U",12,"RX-2","F",null,"F"]
["38-7","A","USA15","Y.24-14.A2","U28",2005038,"-07",12,3,null,38,7,"24-U",12,"RX-3","F",null,"F"]
["38-6","A","USA15","Y.24-14.A2","U28",2005038,"-06",12,4,null,38,6,"24-U",12,"RX-4","F",null,"F"]
["38-4","A","USA15","Y.24-14.A2","U28",2005038,"-04",12,5,null,38,4,"24-U",12,"RX-5","F",null,"F"]
["38-3","A","USA15","Y.24-14.A2","U28",2005038,"-03",12,6,null,38,3,"24-U",12,"RX-6","F",null,"F"]
["38-1","A","USA15","Y.24-14.A2","U28",2005038,"-01",12,7,null,38,1,"24-U",12,"RX-7","F",null,"F"]
["37-8","A","USA15","Y.24-14.A2","U28",2005037,"-08",12,8,null,37,8,"24-U",12,"RX-8","F",null,"F"]
["50-8","A","USA15","Y.24-14.A2","U28",2005050,"-08",12,null,1,50,8,"24-U",12,"TX-1"]
["38-8","A","USA15","Y.24-14.A2","U28",2005038,"-08",12,null,2,38,8,"24-U",12,"TX-2","F",null,"F"]
["38-5","A","USA15","Y.24-14.A2","U28",2005038,"-05",12,null,3,38,5,"24-U",12,"TX-3","F",null,"F"]
["38-2","A","USA15","Y.24-14.A2","U28",2005038,"-02",12,null,4,38,2,"24-U",12,"TX-4","F",null,"F"]
["74-7","C","US15","Y.25-14.A2","U08",2005074,"-07",1,1,null,74,7,"25-L",1,"RX-1"]
["74-6","C","US15","Y.25-14.A2","U08",2005074,"-06",1,2,null,74,6,"25-L",1,"RX-2"]
["90-7","C","US15","Y.25-14.A2","U08",2005090,"-07",1,3,null,90,7,"25-L",1,"RX-3","F",null,"F"]
["90-6","C","US15","Y.25-14.A2","U08",2005090,"-06",1,4,null,90,6,"25-L",1,"RX-4","F",null,"F"]
["90-4","C","US15","Y.25-14.A2","U08",2005090,"-04",1,5,null,90,4,"25-L",1,"RX-5","F",null,"F"]
["90-3","C","US15","Y.25-14.A2","U08",2005090,"-03",1,6,null,90,3,"25-L",1,"RX-6","F",null,"F"]
["90-1","C","US15","Y.25-14.A2","U08",2005090,"-01",1,7,null,90,1,"25-L",1,"RX-7","F",null,"F"]
["89-8","C","US15","Y.25-14.A2","U08",2005089,"-08",1,8,null,89,8,"25-L",1,"RX-8","F",null,"F"]
["74-8","C","US15","Y.25-14.A2","U08",2005074,"-08",1,null,1,74,8,"25-L",1,"TX-1"]
["90-8","C","US15","Y.25-14.A2","U08",2005090,"-08",1,null,2,90,8,"25-L",1,"TX-2","F",null,"F"]
["90-5","C","US15","Y.25-14.A2","U08",2005090,"-05",1,null,3,90,5,"25-L",1,"TX-3","F",null,"F"]
["90-2","C","US15","Y.25-14.A2","U08",2005090,"-02",1,null,4,90,2,"25-L",1,"TX-4","F",null,"F"]
["74-4","C","US15","Y.25-14.A2","U08",2005074,"-04",2,1,null,74,4,"25-L",2,"RX-1","F",null,"F"]
["74-3","C","US15","Y.25-14.A2","U08",2005074,"-03",2,2,null,74,3,"25-L",2,"RX-2","F",null,"F"]
["75-5","C","US15","Y.25-14.A2","U08",2005075,"-05",2,3,null,75,5,"25-L",2,"RX-3","F",null,"F"]
["75-6","C","US15","Y.25-14.A2","U08",2005075,"-06",2,4,null,75,6,"25-L",2,"RX-4","F",null,"F"]
["89-5","C","US15","Y.25-14.A2","U08",2005089,"-05",2,5,null,89,5,"25-L",2,"RX-5"]
["89-6","C","US15","Y.25-14.A2","U08",2005089,"-06",2,6,null,89,6,"25-L",2,"RX-6"]
["89-2","C","US15","Y.25-14.A2","U08",2005089,"-02",2,7,null,89,2,"25-L",2,"RX-7","F",null,"F"]
["89-3","C","US15","Y.25-14.A2","U08",2005089,"-03",2,8,null,89,3,"25-L",2,"RX-8","F",null,"F"]
["74-5","C","US15","Y.25-14.A2","U08",2005074,"-05",2,null,1,74,5,"25-L",2,"TX-1","F",null,"F"]
["75-7","C","US15","Y.25-14.A2","U08",2005075,"-07",2,null,2,75,7,"25-L",2,"TX-2","F",null,"F"]
["89-7","C","US15","Y.25-14.A2","U08",2005089,"-07",2,null,3,89,7,"25-L",2,"TX-3"]
["89-4","C","US15","Y.25-14.A2","U08",2005089,"-04",2,null,4,89,4,"25-L",2,"TX-4"]
["75-8","C","US15","Y.25-14.A2","U08",2005075,"-08",3,1,null,75,8,"25-L",3,"RX-1","F",null,"F"]
["74-1","C","US15","Y.25-14.A2","U08",2005074,"-01",3,2,null,74,1,"25-L",3,"RX-2","F",null,"F"]
["75-3","C","US15","Y.25-14.A2","U08",2005075,"-03",3,3,null,75,3,"25-L",3,"RX-3","F",null,"F"]
["75-2","C","US15","Y.25-14.A2","U08",2005075,"-02",3,4,null,75,2,"25-L",3,"RX-4","F",null,"F"]
["73-8","C","US15","Y.25-14.A2","U08",2005073,"-08",3,5,null,73,8,"25-L",3,"RX-5","F",null,"F"]
["73-7","C","US15","Y.25-14.A2","U08",2005073,"-07",3,6,null,73,7,"25-L",3,"RX-6","F",null,"F"]
["73-2","C","US15","Y.25-14.A2","U08",2005073,"-02",3,7,null,73,2,"25-L",3,"RX-7","F",null,"F"]
["73-1","C","US15","Y.25-14.A2","U08",2005073,"-01",3,8,null,73,1,"25-L",3,"RX-8",null,null,"F"]
["74-2","C","US15","Y.25-14.A2","U08",2005074,"-02",3,null,1,74,2,"25-L",3,"TX-1","F",null,"F"]
["75-4","C","US15","Y.25-14.A2","U08",2005075,"-04",3,null,2,75,4,"25-L",3,"TX-2","F",null,"F"]
["75-1","C","US15","Y.25-14.A2","U08",2005075,"-01",3,null,3,75,1,"25-L",3,"TX-3"]
["73-3","C","US15","Y.25-14.A2","U08",2005073,"-03",3,null,4,73,3,"25-L",3,"TX-4","F",null,"F"]
["73-4","C","US15","Y.25-14.A2","U08",2005073,"-04",4,1,null,73,4,"25-L",4,"RX-1","F",null,"F"]
["73-5","C","US15","Y.25-14.A2","U08",2005073,"-05",4,2,null,73,5,"25-L",4,"RX-2","F",null,"F"]
["76-7","C","US15","Y.25-14.A2","U08",2005076,"-07",4,3,null,76,7,"25-L",4,"RX-3","F",null,"F"]
["76-6","C","US15","Y.25-14.A2","U08",2005076,"-06",4,4,null,76,6,"25-L",4,"RX-4","F",null,"F"]
["88-8","C","US15","Y.25-14.A2","U08",2005088,"-08",4,5,null,88,8,"25-L",4,"RX-5","F",null,"F"]
["88-7","C","US15","Y.25-14.A2","U08",2005088,"-07",4,6,null,88,7,"25-L",4,"RX-6","F",null,"F"]
["88-5","C","US15","Y.25-14.A2","U08",2005088,"-05",4,7,null,88,5,"25-L",4,"RX-7","F",null,"F"]
["88-4","C","US15","Y.25-14.A2","U08",2005088,"-04",4,8,null,88,4,"25-L",4,"RX-8","F",null,"F"]
["73-6","C","US15","Y.25-14.A2","U08",2005073,"-06",4,null,1,73,6,"25-L",4,"TX-1","F",null,"F"]
["76-8","C","US15","Y.25-14.A2","U08",2005076,"-08",4,null,2,76,8,"25-L",4,"TX-2"]
["89-1","C","US15","Y.25-14.A2","U08",2005089,"-01",4,null,3,89,1,"25-L",4,"TX-3"]
["88-6","C","US15","Y.25-14.A2","U08",2005088,"-06",4,null,4,88,6,"25-L",4,"TX-4","F",null,"F"]
["78-6","C","US15","Y.25-14.A2","U08",2005078,"-06",5,1,null,78,6,"25-L",5,"RX-1"]
["76-1","C","US15","Y.25-14.A2","U08",2005076,"-01",5,2,null,76,1,"25-L",5,"RX-2"]
["76-3","C","US15","Y.25-14.A2","U08",2005076,"-03",5,3,null,76,3,"25-L",5,"RX-3"]
["76-4","C","US15","Y.25-14.A2","U08",2005076,"-04",5,4,null,76,4,"25-L",5,"RX-4","F",null,"F"]
["78-4","C","US15","Y.25-14.A2","U08",2005078,"-04",5,5,null,78,4,"25-L",5,"RX-5","F",null,"F"]
["78-3","C","US15","Y.25-14.A2","U08",2005078,"-03",5,6,null,78,3,"25-L",5,"RX-6",null,null,"F"]
["88-2","C","US15","Y.25-14.A2","U08",2005088,"-02",5,7,null,88,2,"25-L",5,"RX-7","F",null,"F"]
["88-1","C","US15","Y.25-14.A2","U08",2005088,"-01",5,8,null,88,1,"25-L",5,"RX-8","F",null,"F"]
["76-2","C","US15","Y.25-14.A2","U08",2005076,"-02",5,null,1,76,2,"25-L",5,"TX-1"]
["76-5","C","US15","Y.25-14.A2","U08",2005076,"-05",5,null,2,76,5,"25-L",5,"TX-2"]
["78-5","C","US15","Y.25-14.A2","U08",2005078,"-05",5,null,3,78,5,"25-L",5,"TX-3",null,null,"F"]
["88-3","C","US15","Y.25-14.A2","U08",2005088,"-03",5,null,4,88,3,"25-L",5,"TX-4","F",null,"F"]
["78-1","C","US15","Y.25-14.A2","U08",2005078,"-01",6,1,null,78,1,"25-L",6,"RX-1",null,null,"F"]
["77-6","C","US15","Y.25-14.A2","U08",2005077,"-06",6,2,null,77,6,"25-L",6,"RX-2"]
["77-3","C","US15","Y.25-14.A2","U08",2005077,"-03",6,3,null,77,3,"25-L",6,"RX-3"]
["77-2","C","US15","Y.25-14.A2","U08",2005077,"-02",6,4,null,77,2,"25-L",6,"RX-4"]
["77-5","C","US15","Y.25-14.A2","U08",2005077,"-05",6,5,null,77,5,"25-L",6,"RX-5"]
["78-2","C","US15","Y.25-14.A2","U08",2005078,"-02",6,null,1,78,2,"25-L",6,"TX-1"]
["77-1","C","US15","Y.25-14.A2","U08",2005077,"-01",6,null,2,77,1,"25-L",6,"TX-2"]
["77-4","C","US15","Y.25-14.A2","U08",2005077,"-04",6,null,3,77,4,"25-L",6,"TX-3"]
["131-4","C","US15","Y.25-14.A2","U08",2005131,"-04",7,1,null,131,4,"25-L",7,"RX-1"]
["131-5","C","US15","Y.25-14.A2","U08",2005131,"-05",7,2,null,131,5,"25-L",7,"RX-2","F"]
["131-3","C","US15","Y.25-14.A2","U08",2005131,"-03",7,3,null,131,3,"25-L",7,"RX-3",null,null,"F"]
["131-2","C","US15","Y.25-14.A2","U08",2005131,"-02",7,4,null,131,2,"25-L",7,"RX-4","F",null,"F"]
["131-6","C","US15","Y.25-14.A2","U08",2005131,"-06",7,null,1,131,6,"25-L",7,"TX-1"]
["131-1","C","US15","Y.25-14.A2","U08",2005131,"-01",7,null,2,131,1,"25-L",7,"TX-2"]
["130-4","C","US15","Y.25-14.A2","U08",2005130,"-04",8,1,null,130,4,"25-L",8,"RX-1","F",null,"F"]
["130-5","C","US15","Y.25-14.A2","U08",2005130,"-05",8,2,null,130,5,"25-L",8,"RX-2","F",null,"F"]
["132-1","C","US15","Y.25-14.A2","U08",2005132,"-01",8,3,null,132,1,"25-L",8,"RX-3"]
["132-2","C","US15","Y.25-14.A2","U08",2005132,"-02",8,4,null,132,2,"25-L",8,"RX-4"]
["130-2","C","US15","Y.25-14.A2","U08",2005130,"-02",8,5,null,130,2,"25-L",8,"RX-5","F",null,"F"]
["130-1","C","US15","Y.25-14.A2","U08",2005130,"-01",8,6,null,130,1,"25-L",8,"RX-6","F",null,"F"]
["142-2","C","US15","Y.25-14.A2","U08",2005142,"-02",8,7,null,142,2,"25-L",8,"RX-7","F",null,"F"]
["142-1","C","US15","Y.25-14.A2","U08",2005142,"-01",8,8,null,142,1,"25-L",8,"RX-8","F",null,"F"]
["130-6","C","US15","Y.25-14.A2","U08",2005130,"-06",8,null,1,130,6,"25-L",8,"TX-1","F",null,"F"]
["132-3","C","US15","Y.25-14.A2","U08",2005132,"-03",8,null,2,132,3,"25-L",8,"TX-2"]
["130-3","C","US15","Y.25-14.A2","U08",2005130,"-03",8,null,3,130,3,"25-L",8,"TX-3","F",null,"F"]
["142-3","C","US15","Y.25-14.A2","U08",2005142,"-03",8,null,4,142,3,"25-L",8,"TX-4","F",null,"F"]
["129-4","C","US15","Y.25-14.A2","U08",2005129,"-04",9,1,null,129,4,"25-L",9,"RX-1"]
["129-5","C","US15","Y.25-14.A2","U08",2005129,"-05",9,2,null,129,5,"25-L",9,"RX-2"]
["132-5","C","US15","Y.25-14.A2","U08",2005132,"-05",9,3,null,132,5,"25-L",9,"RX-3"]
["132-4","C","US15","Y.25-14.A2","U08",2005132,"-04",9,4,null,132,4,"25-L",9,"RX-4"]
["142-8","C","US15","Y.25-14.A2","U08",2005142,"-08",9,5,null,142,8,"25-L",9,"RX-5","F",null,"F"]
["142-7","C","US15","Y.25-14.A2","U08",2005142,"-07",9,6,null,142,7,"25-L",9,"RX-6","F",null,"F"]
["142-5","C","US15","Y.25-14.A2","U08",2005142,"-05",9,7,null,142,5,"25-L",9,"RX-7","F",null,"F"]
["142-4","C","US15","Y.25-14.A2","U08",2005142,"-04",9,8,null,142,4,"25-L",9,"RX-8","F",null,"F"]
["129-6","C","US15","Y.25-14.A2","U08",2005129,"-06",9,null,1,129,6,"25-L",9,"TX-1"]
["132-6","C","US15","Y.25-14.A2","U08",2005132,"-06",9,null,2,132,6,"25-L",9,"TX-2"]
["144-1","C","US15","Y.25-14.A2","U08",2005144,"-01",9,null,3,144,1,"25-L",9,"TX-3","F"]
["142-6","C","US15","Y.25-14.A2","U08",2005142,"-06",9,null,4,142,6,"25-L",9,"TX-4","F",null,"F"]
["127-8","C","US15","Y.25-14.A2","U08",2005127,"-08",10,1,null,127,8,"25-L",10,"RX-1"]
["128-1","C","US15","Y.25-14.A2","U08",2005128,"-01",10,2,null,128,1,"25-L",10,"RX-2","F"]
["127-3","C","US15","Y.25-14.A2","U08",2005127,"-03",10,3,null,127,3,"25-L",10,"RX-3"]
["127-2","C","US15","Y.25-14.A2","U08",2005127,"-02",10,4,null,127,2,"25-L",10,"RX-4"]
["129-8","C","US15","Y.25-14.A2","U08",2005129,"-08",10,5,null,129,8,"25-L",10,"RX-5"]
["129-7","C","US15","Y.25-14.A2","U08",2005129,"-07",10,6,null,129,7,"25-L",10,"RX-6"]
["129-2","C","US15","Y.25-14.A2","U08",2005129,"-02",10,7,null,129,2,"25-L",10,"RX-7"]
["129-1","C","US15","Y.25-14.A2","U08",2005129,"-01",10,8,null,129,1,"25-L",10,"RX-8"]
["128-2","C","US15","Y.25-14.A2","U08",2005128,"-02",10,null,1,128,2,"25-L",10,"TX-1","F"]
["127-4","C","US15","Y.25-14.A2","U08",2005127,"-04",10,null,2,127,4,"25-L",10,"TX-2"]
["127-1","C","US15","Y.25-14.A2","U08",2005127,"-01",10,null,3,127,1,"25-L",10,"TX-3"]
["129-3","C","US15","Y.25-14.A2","U08",2005129,"-03",10,null,4,129,3,"25-L",10,"TX-4"]
["128-4","C","US15","Y.25-14.A2","U08",2005128,"-04",11,1,null,128,4,"25-L",11,"RX-1","F",null,"F"]
["128-3","C","US15","Y.25-14.A2","U08",2005128,"-03",11,2,null,128,3,"25-L",11,"RX-2","F"]
["127-5","C","US15","Y.25-14.A2","U08",2005127,"-05",11,3,null,127,5,"25-L",11,"RX-3"]
["127-6","C","US15","Y.25-14.A2","U08",2005127,"-06",11,4,null,127,6,"25-L",11,"RX-4"]
["144-5","C","US15","Y.25-14.A2","U08",2005144,"-05",11,5,null,144,5,"25-L",11,"RX-5","F"]
["144-6","C","US15","Y.25-14.A2","U08",2005144,"-06",11,6,null,144,6,"25-L",11,"RX-6","F"]
["144-2","C","US15","Y.25-14.A2","U08",2005144,"-02",11,7,null,144,2,"25-L",11,"RX-7","F"]
["144-3","C","US15","Y.25-14.A2","U08",2005144,"-03",11,8,null,144,3,"25-L",11,"RX-8","F"]
["128-5","C","US15","Y.25-14.A2","U08",2005128,"-05",11,null,1,128,5,"25-L",11,"TX-1","F",null,"F"]
["127-7","C","US15","Y.25-14.A2","U08",2005127,"-07",11,null,2,127,7,"25-L",11,"TX-2"]
["144-7","C","US15","Y.25-14.A2","U08",2005144,"-07",11,null,3,144,7,"25-L",11,"TX-3","F"]
["144-4","C","US15","Y.25-14.A2","U08",2005144,"-04",11,null,4,144,4,"25-L",11,"TX-4","F"]
["128-7","C","US15","Y.25-14.A2","U08",2005128,"-07",12,1,null,128,7,"25-L",12,"RX-1","F",null,"F"]
["128-6","C","US15","Y.25-14.A2","U08",2005128,"-06",12,2,null,128,6,"25-L",12,"RX-2","F",null,"F"]
["143-7","C","US15","Y.25-14.A2","U08",2005143,"-07",12,3,null,143,7,"25-L",12,"RX-3","F",null,"F"]
["143-6","C","US15","Y.25-14.A2","U08",2005143,"-06",12,4,null,143,6,"25-L",12,"RX-4","F",null,"F"]
["143-4","C","US15","Y.25-14.A2","U08",2005143,"-04",12,5,null,143,4,"25-L",12,"RX-5",null,null,"F"]
["143-3","C","US15","Y.25-14.A2","U08",2005143,"-03",12,6,null,143,3,"25-L",12,"RX-6","F",null,"F"]
["143-1","C","US15","Y.25-14.A2","U08",2005143,"-01",12,7,null,143,1,"25-L",12,"RX-7",null,null,"F"]
["144-8","C","US15","Y.25-14.A2","U08",2005144,"-08",12,8,null,144,8,"25-L",12,"RX-8","F"]
["128-8","C","US15","Y.25-14.A2","U08",2005128,"-08",12,null,1,128,8,"25-L",12,"TX-1","F",null,"F"]
["143-8","C","US15","Y.25-14.A2","U08",2005143,"-08",12,null,2,143,8,"25-L",12,"TX-2","F",null,"F"]
["143-5","C","US15","Y.25-14.A2","U08",2005143,"-05",12,null,3,143,5,"25-L",12,"TX-3","F",null,"F"]
["143-2","C","US15","Y.25-14.A2","U08",2005143,"-02",12,null,4,143,2,"25-L",12,"TX-4"]
["93-7","C","USA15","Y.25-14.A2","U28",2005093,"-07",1,1,null,93,7,"25-U",1,"RX-1"]
["93-6","C","USA15","Y.25-14.A2","U28",2005093,"-06",1,2,null,93,6,"25-U",1,"RX-2"]
["107-7","C","USA15","Y.25-14.A2","U28",2005107,"-07",1,3,null,107,7,"25-U",1,"RX-3"]
["107-6","C","USA15","Y.25-14.A2","U28",2005107,"-06",1,4,null,107,6,"25-U",1,"RX-4"]
["107-4","C","USA15","Y.25-14.A2","U28",2005107,"-04",1,5,null,107,4,"25-U",1,"RX-5"]
["107-3","C","USA15","Y.25-14.A2","U28",2005107,"-03",1,6,null,107,3,"25-U",1,"RX-6"]
["107-1","C","USA15","Y.25-14.A2","U28",2005107,"-01",1,7,null,107,1,"25-U",1,"RX-7"]
["106-8","C","USA15","Y.25-14.A2","U28",2005106,"-08",1,8,null,106,8,"25-U",1,"RX-8"]
["93-8","C","USA15","Y.25-14.A2","U28",2005093,"-08",1,null,1,93,8,"25-U",1,"TX-1"]
["107-8","C","USA15","Y.25-14.A2","U28",2005107,"-08",1,null,2,107,8,"25-U",1,"TX-2","F"]
["107-5","C","USA15","Y.25-14.A2","U28",2005107,"-05",1,null,3,107,5,"25-U",1,"TX-3"]
["107-2","C","USA15","Y.25-14.A2","U28",2005107,"-02",1,null,4,107,2,"25-U",1,"TX-4"]
["93-4","C","USA15","Y.25-14.A2","U28",2005093,"-04",2,1,null,93,4,"25-U",2,"RX-1"]
["93-3","C","USA15","Y.25-14.A2","U28",2005093,"-03",2,2,null,93,3,"25-U",2,"RX-2"]
["91-5","C","USA15","Y.25-14.A2","U28",2005091,"-05",2,3,null,91,5,"25-U",2,"RX-3",null,null,"F"]
["91-6","C","USA15","Y.25-14.A2","U28",2005091,"-06",2,4,null,91,6,"25-U",2,"RX-4"]
["106-5","C","USA15","Y.25-14.A2","U28",2005106,"-05",2,5,null,106,5,"25-U",2,"RX-5"]
["106-6","C","USA15","Y.25-14.A2","U28",2005106,"-06",2,6,null,106,6,"25-U",2,"RX-6"]
["106-2","C","USA15","Y.25-14.A2","U28",2005106,"-02",2,7,null,106,2,"25-U",2,"RX-7"]
["106-3","C","USA15","Y.25-14.A2","U28",2005106,"-03",2,8,null,106,3,"25-U",2,"RX-8"]
["93-5","C","USA15","Y.25-14.A2","U28",2005093,"-05",2,null,1,93,5,"25-U",2,"TX-1"]
["91-7","C","USA15","Y.25-14.A2","U28",2005091,"-07",2,null,2,91,7,"25-U",2,"TX-2",null,null,"F"]
["106-7","C","USA15","Y.25-14.A2","U28",2005106,"-07",2,null,3,106,7,"25-U",2,"TX-3"]
["106-4","C","USA15","Y.25-14.A2","U28",2005106,"-04",2,null,4,106,4,"25-U",2,"TX-4"]
["91-8","C","USA15","Y.25-14.A2","U28",2005091,"-08",3,1,null,91,8,"25-U",3,"RX-1",null,null,"F"]
["93-1","C","USA15","Y.25-14.A2","U28",2005093,"-01",3,2,null,93,1,"25-U",3,"RX-2"]
["91-3","C","USA15","Y.25-14.A2","U28",2005091,"-03",3,3,null,91,3,"25-U",3,"RX-3","F",null,"F"]
["91-2","C","USA15","Y.25-14.A2","U28",2005091,"-02",3,4,null,91,2,"25-U",3,"RX-4",null,null,"F"]
["92-8","C","USA15","Y.25-14.A2","U28",2005092,"-08",3,5,null,92,8,"25-U",3,"RX-5"]
["92-7","C","USA15","Y.25-14.A2","U28",2005092,"-07",3,6,null,92,7,"25-U",3,"RX-6"]
["92-2","C","USA15","Y.25-14.A2","U28",2005092,"-02",3,7,null,92,2,"25-U",3,"RX-7","F",null,"F"]
["92-1","C","USA15","Y.25-14.A2","U28",2005092,"-01",3,8,null,92,1,"25-U",3,"RX-8","F",null,"F"]
["93-2","C","USA15","Y.25-14.A2","U28",2005093,"-02",3,null,1,93,2,"25-U",3,"TX-1"]
["91-4","C","USA15","Y.25-14.A2","U28",2005091,"-04",3,null,2,91,4,"25-U",3,"TX-2",null,null,"F"]
["91-1","C","USA15","Y.25-14.A2","U28",2005091,"-01",3,null,3,91,1,"25-U",3,"TX-3",null,null,"F"]
["92-3","C","USA15","Y.25-14.A2","U28",2005092,"-03",3,null,4,92,3,"25-U",3,"TX-4","F",null,"F"]
["92-4","C","USA15","Y.25-14.A2","U28",2005092,"-04",4,1,null,92,4,"25-U",4,"RX-1","F",null,"F"]
["92-5","C","USA15","Y.25-14.A2","U28",2005092,"-05",4,2,null,92,5,"25-U",4,"RX-2","F",null,"F"]
["96-5","C","USA15","Y.25-14.A2","U28",2005096,"-05",4,3,null,96,5,"25-U",4,"RX-3","F"]
["96-4","C","USA15","Y.25-14.A2","U28",2005096,"-04",4,4,null,96,4,"25-U",4,"RX-4","F"]
["108-8","C","USA15","Y.25-14.A2","U28",2005108,"-08",4,5,null,108,8,"25-U",4,"RX-5",null,null,"F"]
["108-7","C","USA15","Y.25-14.A2","U28",2005108,"-07",4,6,null,108,7,"25-U",4,"RX-6",null,null,"F"]
["108-5","C","USA15","Y.25-14.A2","U28",2005108,"-05",4,7,null,108,5,"25-U",4,"RX-7",null,null,"F"]
["108-4","C","USA15","Y.25-14.A2","U28",2005108,"-04",4,8,null,108,4,"25-U",4,"RX-8",null,null,"F"]
["92-6","C","USA15","Y.25-14.A2","U28",2005092,"-06",4,null,1,92,6,"25-U",4,"TX-1"]
["96-6","C","USA15","Y.25-14.A2","U28",2005096,"-06",4,null,2,96,6,"25-U",4,"TX-2","F"]
["106-1","C","USA15","Y.25-14.A2","U28",2005106,"-01",4,null,3,106,1,"25-U",4,"TX-3"]
["108-6","C","USA15","Y.25-14.A2","U28",2005108,"-06",4,null,4,108,6,"25-U",4,"TX-4",null,null,"F"]
["94-4","C","USA15","Y.25-14.A2","U28",2005094,"-04",5,1,null,94,4,"25-U",5,"RX-1",null,null,"F"]
["94-5","C","USA15","Y.25-14.A2","U28",2005094,"-05",5,2,null,94,5,"25-U",5,"RX-2",null,null,"F"]
["96-1","C","USA15","Y.25-14.A2","U28",2005096,"-01",5,3,null,96,1,"25-U",5,"RX-3","F"]
["96-2","C","USA15","Y.25-14.A2","U28",2005096,"-02",5,4,null,96,2,"25-U",5,"RX-4","F"]
["94-2","C","USA15","Y.25-14.A2","U28",2005094,"-02",5,5,null,94,2,"25-U",5,"RX-5",null,null,"F"]
["94-1","C","USA15","Y.25-14.A2","U28",2005094,"-01",5,6,null,94,1,"25-U",5,"RX-6",null,null,"F"]
["108-2","C","USA15","Y.25-14.A2","U28",2005108,"-02",5,7,null,108,2,"25-U",5,"RX-7",null,null,"F"]
["108-1","C","USA15","Y.25-14.A2","U28",2005108,"-01",5,8,null,108,1,"25-U",5,"RX-8",null,null,"F"]
["94-6","C","USA15","Y.25-14.A2","U28",2005094,"-06",5,null,1,94,6,"25-U",5,"TX-1",null,null,"F"]
["96-3","C","USA15","Y.25-14.A2","U28",2005096,"-03",5,null,2,96,3,"25-U",5,"TX-2","F"]
["94-3","C","USA15","Y.25-14.A2","U28",2005094,"-03",5,null,3,94,3,"25-U",5,"TX-3",null,null,"F"]
["108-3","C","USA15","Y.25-14.A2","U28",2005108,"-03",5,null,4,108,3,"25-U",5,"TX-4",null,null,"F"]
["95-4","C","USA15","Y.25-14.A2","U28",2005095,"-04",6,1,null,95,4,"25-U",6,"RX-1",null,null,"F"]
["95-5","C","USA15","Y.25-14.A2","U28",2005095,"-05",6,2,null,95,5,"25-U",6,"RX-2",null,null,"F"]
["95-3","C","USA15","Y.25-14.A2","U28",2005095,"-03",6,3,null,95,3,"25-U",6,"RX-3",null,null,"F"]
["95-2","C","USA15","Y.25-14.A2","U28",2005095,"-02",6,4,null,95,2,"25-U",6,"RX-4",null,null,"F"]
["112-4","C","USA15","Y.25-14.A2","U28",2005112,"-04",6,5,null,112,4,"25-U",6,"RX-5","F",null,"F"]
["112-5","C","USA15","Y.25-14.A2","U28",2005112,"-05",6,6,null,112,5,"25-U",6,"RX-6","F",null,"F"]
["112-3","C","USA15","Y.25-14.A2","U28",2005112,"-03",6,7,null,112,3,"25-U",6,"RX-7","F",null,"F"]
["112-2","C","USA15","Y.25-14.A2","U28",2005112,"-02",6,8,null,112,2,"25-U",6,"RX-8","F",null,"F"]
["95-6","C","USA15","Y.25-14.A2","U28",2005095,"-06",6,null,1,95,6,"25-U",6,"TX-1",null,null,"F"]
["95-1","C","USA15","Y.25-14.A2","U28",2005095,"-01",6,null,2,95,1,"25-U",6,"TX-2",null,null,"F"]
["112-6","C","USA15","Y.25-14.A2","U28",2005112,"-06",6,null,3,112,6,"25-U",6,"TX-3","F",null,"F"]
["112-1","C","USA15","Y.25-14.A2","U28",2005112,"-01",6,null,4,112,1,"25-U",6,"TX-4","F",null,"F"]
["113-4","C","USA15","Y.25-14.A2","U28",2005113,"-04",7,1,null,113,4,"25-U",7,"RX-1","F",null,"F"]
["113-5","C","USA15","Y.25-14.A2","U28",2005113,"-05",7,2,null,113,5,"25-U",7,"RX-2","F",null,"F"]
["114-1","C","USA15","Y.25-14.A2","U28",2005114,"-01",7,3,null,114,1,"25-U",7,"RX-3","F",null,"F"]
["114-2","C","USA15","Y.25-14.A2","U28",2005114,"-02",7,4,null,114,2,"25-U",7,"RX-4","F",null,"F"]
["113-2","C","USA15","Y.25-14.A2","U28",2005113,"-02",7,5,null,113,2,"25-U",7,"RX-5","F",null,"F"]
["113-1","C","USA15","Y.25-14.A2","U28",2005113,"-01",7,6,null,113,1,"25-U",7,"RX-6","F",null,"F"]
["126-2","C","USA15","Y.25-14.A2","U28",2005126,"-02",7,7,null,126,2,"25-U",7,"RX-7","F",null,"F"]
["126-1","C","USA15","Y.25-14.A2","U28",2005126,"-01",7,8,null,126,1,"25-U",7,"RX-8","F",null,"F"]
["113-6","C","USA15","Y.25-14.A2","U28",2005113,"-06",7,null,1,113,6,"25-U",7,"TX-1","F",null,"F"]
["114-3","C","USA15","Y.25-14.A2","U28",2005114,"-03",7,null,2,114,3,"25-U",7,"TX-2","F",null,"F"]
["113-3","C","USA15","Y.25-14.A2","U28",2005113,"-03",7,null,3,113,3,"25-U",7,"TX-3","F",null,"F"]
["126-3","C","USA15","Y.25-14.A2","U28",2005126,"-03",7,null,4,126,3,"25-U",7,"TX-4","F",null,"F"]
["110-4","C","USA15","Y.25-14.A2","U28",2005110,"-04",8,1,null,110,4,"25-U",8,"RX-1"]
["110-5","C","USA15","Y.25-14.A2","U28",2005110,"-05",8,2,null,110,5,"25-U",8,"RX-2"]
["114-5","C","USA15","Y.25-14.A2","U28",2005114,"-05",8,3,null,114,5,"25-U",8,"RX-3","F",null,"F"]
["114-4","C","USA15","Y.25-14.A2","U28",2005114,"-04",8,4,null,114,4,"25-U",8,"RX-4","F",null,"F"]
["126-8","C","USA15","Y.25-14.A2","U28",2005126,"-08",8,5,null,126,8,"25-U",8,"RX-5"]
["126-7","C","USA15","Y.25-14.A2","U28",2005126,"-07",8,6,null,126,7,"25-U",8,"RX-6"]
["126-5","C","USA15","Y.25-14.A2","U28",2005126,"-05",8,7,null,126,5,"25-U",8,"RX-7","F",null,"F"]
["126-4","C","USA15","Y.25-14.A2","U28",2005126,"-04",8,8,null,126,4,"25-U",8,"RX-8","F",null,"F"]
["110-6","C","USA15","Y.25-14.A2","U28",2005110,"-06",8,null,1,110,6,"25-U",8,"TX-1"]
["114-6","C","USA15","Y.25-14.A2","U28",2005114,"-06",8,null,2,114,6,"25-U",8,"TX-2","F",null,"F"]
["124-1","C","USA15","Y.25-14.A2","U28",2005124,"-01",8,null,3,124,1,"25-U",8,"TX-3","F"]
["126-6","C","USA15","Y.25-14.A2","U28",2005126,"-06",8,null,4,126,6,"25-U",8,"TX-4","F",null,"F"]
["111-8","C","USA15","Y.25-14.A2","U28",2005111,"-08",9,1,null,111,8,"25-U",9,"RX-1","F",null,"F"]
["109-1","C","USA15","Y.25-14.A2","U28",2005109,"-01",9,2,null,109,1,"25-U",9,"RX-2","F",null,"F"]
["111-3","C","USA15","Y.25-14.A2","U28",2005111,"-03",9,3,null,111,3,"25-U",9,"RX-3","F",null,"F"]
["111-2","C","USA15","Y.25-14.A2","U28",2005111,"-02",9,4,null,111,2,"25-U",9,"RX-4","F",null,"F"]
["110-8","C","USA15","Y.25-14.A2","U28",2005110,"-08",9,5,null,110,8,"25-U",9,"RX-5"]
["110-7","C","USA15","Y.25-14.A2","U28",2005110,"-07",9,6,null,110,7,"25-U",9,"RX-6"]
["110-2","C","USA15","Y.25-14.A2","U28",2005110,"-02",9,7,null,110,2,"25-U",9,"RX-7"]
["110-1","C","USA15","Y.25-14.A2","U28",2005110,"-01",9,8,null,110,1,"25-U",9,"RX-8"]
["109-2","C","USA15","Y.25-14.A2","U28",2005109,"-02",9,null,1,109,2,"25-U",9,"TX-1","F",null,"F"]
["111-4","C","USA15","Y.25-14.A2","U28",2005111,"-04",9,null,2,111,4,"25-U",9,"TX-2","F",null,"F"]
["111-1","C","USA15","Y.25-14.A2","U28",2005111,"-01",9,null,3,111,1,"25-U",9,"TX-3","F",null,"F"]
["110-3","C","USA15","Y.25-14.A2","U28",2005110,"-03",9,null,4,110,3,"25-U",9,"TX-4"]
["109-4","C","USA15","Y.25-14.A2","U28",2005109,"-04",10,1,null,109,4,"25-U",10,"RX-1","F",null,"F"]
["109-3","C","USA15","Y.25-14.A2","U28",2005109,"-03",10,2,null,109,3,"25-U",10,"RX-2","F",null,"F"]
["111-5","C","USA15","Y.25-14.A2","U28",2005111,"-05",10,3,null,111,5,"25-U",10,"RX-3","F",null,"F"]
["111-6","C","USA15","Y.25-14.A2","U28",2005111,"-06",10,4,null,111,6,"25-U",10,"RX-4","F",null,"F"]
["124-5","C","USA15","Y.25-14.A2","U28",2005124,"-05",10,5,null,124,5,"25-U",10,"RX-5","F"]
["124-6","C","USA15","Y.25-14.A2","U28",2005124,"-06",10,6,null,124,6,"25-U",10,"RX-6","F"]
["124-2","C","USA15","Y.25-14.A2","U28",2005124,"-02",10,7,null,124,2,"25-U",10,"RX-7","F"]
["124-3","C","USA15","Y.25-14.A2","U28",2005124,"-03",10,8,null,124,3,"25-U",10,"RX-8","F"]
["109-5","C","USA15","Y.25-14.A2","U28",2005109,"-05",10,null,1,109,5,"25-U",10,"TX-1","F",null,"F"]
["111-7","C","USA15","Y.25-14.A2","U28",2005111,"-07",10,null,2,111,7,"25-U",10,"TX-2","F",null,"F"]
["124-7","C","USA15","Y.25-14.A2","U28",2005124,"-07",10,null,3,124,7,"25-U",10,"TX-3","F"]
["124-4","C","USA15","Y.25-14.A2","U28",2005124,"-04",10,null,4,124,4,"25-U",10,"TX-4","F"]
["109-7","C","USA15","Y.25-14.A2","U28",2005109,"-07",11,1,null,109,7,"25-U",11,"RX-1","F",null,"F"]
["109-6","C","USA15","Y.25-14.A2","U28",2005109,"-06",11,2,null,109,6,"25-U",11,"RX-2","F",null,"F"]
["125-7","C","USA15","Y.25-14.A2","U28",2005125,"-07",11,3,null,125,7,"25-U",11,"RX-3",null,null,"F"]
["125-6","C","USA15","Y.25-14.A2","U28",2005125,"-06",11,4,null,125,6,"25-U",11,"RX-4"]
["125-4","C","USA15","Y.25-14.A2","U28",2005125,"-04",11,5,null,125,4,"25-U",11,"RX-5"]
["125-3","C","USA15","Y.25-14.A2","U28",2005125,"-03",11,6,null,125,3,"25-U",11,"RX-6"]
["125-1","C","USA15","Y.25-14.A2","U28",2005125,"-01",11,7,null,125,1,"25-U",11,"RX-7","F",null,"F"]
["124-8","C","USA15","Y.25-14.A2","U28",2005124,"-08",11,8,null,124,8,"25-U",11,"RX-8","F",null,"F"]
["109-8","C","USA15","Y.25-14.A2","U28",2005109,"-08",11,null,1,109,8,"25-U",11,"TX-1","F",null,"F"]
["125-8","C","USA15","Y.25-14.A2","U28",2005125,"-08",11,null,2,125,8,"25-U",11,"TX-2"]
["125-5","C","USA15","Y.25-14.A2","U28",2005125,"-05",11,null,3,125,5,"25-U",11,"TX-3"]
["125-2","C","USA15","Y.25-14.A2","U28",2005125,"-02",11,null,4,125,2,"25-U",11,"TX-4"]

{"sheet":"Raw Flip Data","index":1,"n_rows":533,"n_cols":14,"rows_kept":533,"flags":["formulas_cached_only"]}
["Unique Ribbon ID","Cable","Ribbon","!!NEW!! Ribbon","Flip","JASON CABLE TYPE","LENGTH","STANDARDFIELD","USERFIELD","STARTPOINT_LOCATION","STARTPOINT_SIDE","ENDPOINT_LOCATION","CABLE_DESCRIPTION","CABLE_CHARACTERISTIC_1"]
["1-1",1,1,2,"F",29,90.3,"ISE/A.F2.L2/RoT/Y.22-11.A2","O(S)/10.5-8s-12/RH","PPF1 - side A","A","Y.22-11.A2","8s RO12/12","Sector 1"]
["2-1",2,1,1,"F",25,90.3,"ISE/A.F2.L2/RoT/Y.22-11.A2","O(S)/10.5-8s-12/RH","PPF1 - side A","A","Y.22-11.A2","8s RO12/12","Sector 1"]
["3-1",3,1,7,null,33,90.3,"ISE/A.F2.L2/RoT/Y.22-11.A2","O(S)/10.5-8s-12/RH","PPF1 - side A","A","Y.22-11.A2","8s RO12/12","Sector 1"]
["13-1",13,1,8,null,7,84.7,"ISE/A.F10.L9/RoT/Y.22-11.A2","O(S)/10.5-8s-12/RH","PPF1 - side A","A","Y.22-11.A2","8s RO12/12","Sector 3"]
["14-1",14,1,1,"F",13,84.7,"ISE/A.F10.L9/RoT/Y.22-11.A2","O(S)/10.5-8s-12/RH","PPF1 - side A","A","Y.22-11.A2","8s RO12/12","Sector 3"]
["15-1",15,1,8,null,10,84.7,"ISE/A.F10.L9/RoT/Y.22-11.A2","O(S)/10.5-8s-12/RH","PPF1 - side A","A","Y.22-11.A2","8s RO12/12","Sector 3"]
["16-1",16,1,1,"F",16,84.7,"ISE/A.F10.L9/RoT/Y.22-11.A2","O(S)/10.5-6s-12/RH","PPF1 - side A","A","Y.22-11.A2","6s RO12/12","Sector 3"]
["17-1",17,1,1,"F",22,84.7,"ISE/A.F10.L9/RoT/Y.22-11.A2","O(S)/10.5-6s-12/RH","PPF1 - side A","A","Y.22-11.A2","6s RO12/12","Sector 3"]
["18-1",18,1,1,"F",19,84.7,"ISE/A.F10.L9/RoT/Y.22-11.A2","O(S)/10.5-6s-12/RH","PPF1 - side A","A","Y.22-11.A2","6s RO12/12","Sector 3"]
["19-1",19,1,3,"F",30,76.5,"ISE/A.F17.L23/RoT/Y.22-11.A2","O(S)/10.5-8s-12/RH","PPF1 - side A","A","Y.22-11.A2","8s RO12/12","Sector 7"]
["20-1",20,1,1,"F",34,76.5,"ISE/A.F17.L23/RoT/Y.22-11.A2","O(S)/10.5-8s-12/RH","PPF1 - side A","A","Y.22-11.A2","8s RO12/12","Sector 7"]
["21-1",21,1,7,"F",26,76.5,"ISE/A.F17.L23/RoT/Y.22-11.A2","O(S)/10.5-8s-12/RH","PPF1 - side A","A","Y.22-11.A2","8s RO12/12","Sector 7"]
["31-1",31,1,8,null,1,69.1,"ISE/A.F25.L30/RoT/Y.22-11.A2","O(S)/10.5-8s-12/RH","PPF1 - side A","A","Y.22-11.A2","8s RO12/12","Sector 9"]
["1-2",1,2,3,"F",29,90.3,"ISE/A.F2.L2/RoT/Y.22-11.A2","O(S)/10.5-8s-12/RH","PPF1 - side A","A","Y.22-11.A2","8s RO12/12","Sector 1"]
["2-2",2,2,2,"F",25,90.3,"ISE/A.F2.L2/RoT/Y.22-11.A2","O(S)/10.5-8s-12/RH","PPF1 - side A","A","Y.22-11.A2","8s RO12/12","Sector 1"]
["3-2",3,2,4,null,33,90.3,"ISE/A.F2.L2/RoT/Y.22-11.A2","O(S)/10.5-8s-12/RH","PPF1 - side A","A","Y.22-11.A2","8s RO12/12","Sector 1"]
["13-2",13,2,7,null,7,84.7,"ISE/A.F10.L9/RoT/Y.22-11.A2","O(S)/10.5-8s-12/RH","PPF1 - side A","A","Y.22-11.A2","8s RO12/12","Sector 3"]
["14-2",14,2,2,"F",13,84.7,"ISE/A.F10.L9/RoT/Y.22-11.A2","O(S)/10.5-8s-12/RH","PPF1 - side A","A","Y.22-11.A2","8s RO12/12","Sector 3"]
["15-2",15,2,7,null,10,84.7,"ISE/A.F10.L9/RoT/Y.22-11.A2","O(S)/10.5-8s-12/RH","PPF1 - side A","A","Y.22-11.A2","8s RO12/12","Sector 3"]
["16-2",16,2,2,"F",16,84.7,"ISE/A.F10.L9/RoT/Y.22-11.A2","O(S)/10.5-6s-12/RH","PPF1 - side A","A","Y.22-11.A2","6s RO12/12","Sector 3"]
["17-2",17,2,2,"F",22,84.7,"ISE/A.F10.L9/RoT/Y.22-11.A2","O(S)/10.5-6s-12/RH","PPF1 - side A","A","Y.22-11.A2","6s RO12/12","Sector 3"]
["18-2",18,2,2,"F",19,84.7,"ISE/A.F10.L9/RoT/Y.22-11.A2","O(S)/10.5-6s-12/RH","PPF1 - side A","A","Y.22-11.A2","6s RO12/12","Sector 3"]
["19-2",19,2,1,"F",30,76.5,"ISE/A.F17.L23/RoT/Y.22-11.A2","O(S)/10.5-8s-12/RH","PPF1 - side A","A","Y.22-11.A2","8s RO12/12","Sector 7"]
["20-2",20,2,2,"F",34,76.5,"ISE/A.F17.L23/RoT/Y.22-11.A2","O(S)/10.5-8s-12/RH","PPF1 - side A","A","Y.22-11.A2","8s RO12/12","Sector 7"]
["21-2",21,2,6,null,26,76.5,"ISE/A.F17.L23/RoT/Y.22-11.A2","O(S)/10.5-8s-12/RH","PPF1 - side A","A","Y.22-11.A2","8s RO12/12","Sector 7"]
["1-3",1,3,4,"F",29,90.3,"ISE/A.F2.L2/RoT/Y.22-11.A2","O(S)/10.5-8s-12/RH","PPF1 - side A","A","Y.22-11.A2","8s RO12/12","Sector 1"]
["2-3",2,3,3,"F",25,90.3,"ISE/A.F2.L2/RoT/Y.22-11.A2","O(S)/10.5-8s-12/RH","PPF1 - side A","A","Y.22-11.A2","8s RO12/12","Sector 1"]
["3-3",3,3,6,null,33,90.3,"ISE/A.F2.L2/RoT/Y.22-11.A2","O(S)/10.5-8s-12/RH","PPF1 - side A","A","Y.22-11.A2","8s RO12/12","Sector 1"]
["13-3",13,3,1,"F",7,84.7,"ISE/A.F10.L9/RoT/Y.22-11.A2","O(S)/10.5-8s-12/RH","PPF1 - side A","A","Y.22-11.A2","8s RO12/12","Sector 3"]
["14-3",14,3,3,"F",13,84.7,"ISE/A.F10.L9/RoT/Y.22-11.A2","O(S)/10.5-8s-12/RH","PPF1 - side A","A","Y.22-11.A2","8s RO12/12","Sector 3"]
["15-3",15,3,6,null,10,84.7,"ISE/A.F10.L9/RoT/Y.22-11.A2","O(S)/10.5-8s-12/RH","PPF1 - side A","A","Y.22-11.A2","8s RO12/12","Sector 3"]
["16-3",16,3,3,"F",16,84.7,"ISE/A.F10.L9/RoT/Y.22-11.A2","O(S)/10.5-6s-12/RH","PPF1 - side A","A","Y.22-11.A2","6s RO12/12","Sector 3"]
["17-3",17,3,3,"F",22,84.7,"ISE/A.F10.L9/RoT/Y.22-11.A2","O(S)/10.5-6s-12/RH","PPF1 - side A","A","Y.22-11.A2","6s RO12/12","Sector 3"]
["18-3",18,3,3,"F",19,84.7,"ISE/A.F10.L9/RoT/Y.22-11.A2","O(S)/10.5-6s-12/RH","PPF1 - side A","A","Y.22-11.A2","6s RO12/12","Sector 3"]
["19-3",19,3,2,"F",30,76.5,"ISE/A.F17.L23/RoT/Y.22-11.A2","O(S)/10.5-8s-12/RH","PPF1 - side A","A","Y.22-11.A2","8s RO12/12","Sector 7"]
["20-3",20,3,3,"F",34,76.5,"ISE/A.F17.L23/RoT/Y.22-11.A2","O(S)/10.5-8s-12/RH","PPF1 - side A","A","Y.22-11.A2","8s RO12/12","Sector 7"]
["21-3",21,3,1,"F",26,76.5,"ISE/A.F17.L23/RoT/Y.22-11.A2","O(S)/10.5-8s-12/RH","PPF1 - side A","A","Y.22-11.A2","8s RO12/12","Sector 7"]
["31-3",31,3,6,null,1,69.1,"ISE/A.F25.L30/RoT/Y.22-11.A2","O(S)/10.5-8s-12/RH","PPF1 - side A","A","Y.22-11.A2","8s RO12/12","Sector 9"]
["1-4",1,4,5,"F",29,90.3,"ISE/A.F2.L2/RoT/Y.22-11.A2","O(S)/10.5-8s-12/RH","PPF1 - side A","A","Y.22-11.A2","8s RO12/12","Sector 1"]
["2-4",2,4,4,"F",25,90.3,"ISE/A.F2.L2/RoT/Y.22-11.A2","O(S)/10.5-8s-12/RH","PPF1 - side A","A","Y.22-11.A2","8s RO12/12","Sector 1"]
["3-4",3,4,8,null,33,90.3,"ISE/A.F2.L2/RoT/Y.22-11.A2","O(S)/10.5-8s-12/RH","PPF1 - side A","A","Y.22-11.A2","8s RO12/12","Sector 1"]
["13-4",13,4,2,"F",7,84.7,"ISE/A.F10.L9/RoT/Y.22-11.A2","O(S)/10.5-8s-12/RH","PPF1 - side A","A","Y.22-11.A2","8s RO12/12","Sector 3"]
["14-4",14,4,4,"F",13,84.7,"ISE/A.F10.L9/RoT/Y.22-11.A2","O(S)/10.5-8s-12/RH","PPF1 - side A","A","Y.22-11.A2","8s RO12/12","Sector 3"]
["15-4",15,4,5,null,10,84.7,"ISE/A.F10.L9/RoT/Y.22-11.A2","O(S)/10.5-8s-12/RH","PPF1 - side A","A","Y.22-11.A2","8s RO12/12","Sector 3"]
["16-4",16,4,5,"F",16,84.7,"ISE/A.F10.L9/RoT/Y.22-11.A2","O(S)/10.5-6s-12/RH","PPF1 - side A","A","Y.22-11.A2","6s RO12/12","Sector 3"]
["17-4",17,4,4,"F",22,84.7,"ISE/A.F10.L9/RoT/Y.22-11.A2","O(S)/10.5-6s-12/RH","PPF1 - side A","A","Y.22-11.A2","6s RO12/12","Sector 3"]
["18-4",18,4,6,"F",19,84.7,"ISE/A.F10.L9/RoT/Y.22-11.A2","O(S)/10.5-6s-12/RH","PPF1 - side A","A","Y.22-11.A2","6s RO12/12","Sector 3"]
["19-4",19,4,7,"F",30,76.5,"ISE/A.F17.L23/RoT/Y.22-11.A2","O(S)/10.5-8s-12/RH","PPF1 - side A","A","Y.22-11.A2","8s RO12/12","Sector 7"]
["20-4",20,4,4,"F",34,76.5,"ISE/A.F17.L23/RoT/Y.22-11.A2","O(S)/10.5-8s-12/RH","PPF1 - side A","A","Y.22-11.A2","8s RO12/12","Sector 7"]
["21-4",21,4,8,null,26,76.5,"ISE/A.F17.L23/RoT/Y.22-11.A2","O(S)/10.5-8s-12/RH","PPF1 - side A","A","Y.22-11.A2","8s RO12/12","Sector 7"]
["1-5",1,5,6,"F",29,90.3,"ISE/A.F2.L2/RoT/Y.22-11.A2","O(S)/10.5-8s-12/RH","PPF1 - side A","A","Y.22-11.A2","8s RO12/12","Sector 1"]
["2-5",2,5,5,"F",25,90.3,"ISE/A.F2.L2/RoT/Y.22-11.A2","O(S)/10.5-8s-12/RH","PPF1 - side A","A","Y.22-11.A2","8s RO12/12","Sector 1"]
["3-5",3,5,2,null,33,90.3,"ISE/A.F2.L2/RoT/Y.22-11.A2","O(S)/10.5-8s-12/RH","PPF1 - side A","A","Y.22-11.A2","8s RO12/12","Sector 1"]
["13-5",13,5,3,"F",7,84.7,"ISE/A.F10.L9/RoT/Y.22-11.A2","O(S)/10.5-8s-12/RH","PPF1 - side A","A","Y.22-11.A2","8s RO12/12","Sector 3"]
["14-5",14,5,5,"F",13,84.7,"ISE/A.F10.L9/RoT/Y.22-11.A2","O(S)/10.5-8s-12/RH","PPF1 - side A","A","Y.22-11.A2","8s RO12/12","Sector 3"]
["15-5",15,5,4,null,10,84.7,"ISE/A.F10.L9/RoT/Y.22-11.A2","O(S)/10.5-8s-12/RH","PPF1 - side A","A","Y.22-11.A2","8s RO12/12","Sector 3"]
["16-5",16,5,4,"F",16,84.7,"ISE/A.F10.L9/RoT/Y.22-11.A2","O(S)/10.5-6s-12/RH","PPF1 - side A","A","Y.22-11.A2","6s RO12/12","Sector 3"]
["17-5",17,5,5,"F",22,84.7,"ISE/A.F10.L9/RoT/Y.22-11.A2","O(S)/10.5-6s-12/RH","PPF1 - side A","A","Y.22-11.A2","6s RO12/12","Sector 3"]
["18-5",18,5,4,"F",19,84.7,"ISE/A.F10.L9/RoT/Y.22-11.A2","O(S)/10.5-6s-12/RH","PPF1 - side A","A","Y.22-11.A2","6s RO12/12","Sector 3"]
["19-5",19,5,4,"F",30,76.5,"ISE/A.F17.L23/RoT/Y.22-11.A2","O(S)/10.5-8s-12/RH","PPF1 - side A","A","Y.22-11.A2","8s RO12/12","Sector 7"]
["20-5",20,5,5,"F",34,76.5,"ISE/A.F17.L23/RoT/Y.22-11.A2","O(S)/10.5-8s-12/RH","PPF1 - side A","A","Y.22-11.A2","8s RO12/12","Sector 7"]
["21-5",21,5,5,null,26,76.5,"ISE/A.F17.L23/RoT/Y.22-11.A2","O(S)/10.5-8s-12/RH","PPF1 - side A","A","Y.22-11.A2","8s RO12/12","Sector 7"]
["31-5",31,5,4,null,1,69.1,"ISE/A.F25.L30/RoT/Y.22-11.A2","O(S)/10.5-8s-12/RH","PPF1 - side A","A","Y.22-11.A2","8s RO12/12","Sector 9"]
["1-6",1,6,7,"F",29,90.3,"ISE/A.F2.L2/RoT/Y.22-11.A2","O(S)/10.5-8s-12/RH","PPF1 - side A","A","Y.22-11.A2","8s RO12/12","Sector 1"]
["2-6",2,6,6,"F",25,90.3,"ISE/A.F2.L2/RoT/Y.22-11.A2","O(S)/10.5-8s-12/RH","PPF1 - side A","A","Y.22-11.A2","8s RO12/12","Sector 1"]
["3-6",3,6,3,null,33,90.3,"ISE/A.F2.L2/RoT/Y.22-11.A2","O(S)/10.5-8s-12/RH","PPF1 - side A","A","Y.22-11.A2","8s RO12/12","Sector 1"]
["13-6",13,6,4,"F",7,84.7,"ISE/A.F10.L9/RoT/Y.22-11.A2","O(S)/10.5-8s-12/RH","PPF1 - side A","A","Y.22-11.A2","8s RO12/12","Sector 3"]
["14-6",14,6,6,"F",13,84.7,"ISE/A.F10.L9/RoT/Y.22-11.A2","O(S)/10.5-8s-12/RH","PPF1 - side A","A","Y.22-11.A2","8s RO12/12","Sector 3"]
["15-6",15,6,3,null,10,84.7,"ISE/A.F10.L9/RoT/Y.22-11.A2","O(S)/10.5-8s-12/RH","PPF1 - side A","A","Y.22-11.A2","8s RO12/12","Sector 3"]
["16-6",16,6,6,"F",16,84.7,"ISE/A.F10.L9/RoT/Y.22-11.A2","O(S)/10.5-6s-12/RH","PPF1 - side A","A","Y.22-11.A2","6s RO12/12","Sector 3"]
["17-6",17,6,6,"F",22,84.7,"ISE/A.F10.L9/RoT/Y.22-11.A2","O(S)/10.5-6s-12/RH","PPF1 - side A","A","Y.22-11.A2","6s RO12/12","Sector 3"]
["18-6",18,6,5,"F",19,84.7,"ISE/A.F10.L9/RoT/Y.22-11.A2","O(S)/10.5-6s-12/RH","PPF1 - side A","A","Y.22-11.A2","6s RO12/12","Sector 3"]
["19-6",19,6,5,"F",30,76.5,"ISE/A.F17.L23/RoT/Y.22-11.A2","O(S)/10.5-8s-12/RH","PPF1 - side A","A","Y.22-11.A2","8s RO12/12","Sector 7"]
["20-6",20,6,6,"F",34,76.5,"ISE/A.F17.L23/RoT/Y.22-11.A2","O(S)/10.5-8s-12/RH","PPF1 - side A","A","Y.22-11.A2","8s RO12/12","Sector 7"]
["21-6",21,6,4,"F",26,76.5,"ISE/A.F17.L23/RoT/Y.22-11.A2","O(S)/10.5-8s-12/RH","PPF1 - side A","A","Y.22-11.A2","8s RO12/12","Sector 7"]
["1-7",1,7,8,"F",29,90.3,"ISE/A.F2.L2/RoT/Y.22-11.A2","O(S)/10.5-8s-12/RH","PPF1 - side A","A","Y.22-11.A2","8s RO12/12","Sector 1"]
["2-7",2,7,7,"F",25,90.3,"ISE/A.F2.L2/RoT/Y.22-11.A2","O(S)/10.5-8s-12/RH","PPF1 - side A","A","Y.22-11.A2","8s RO12/12","Sector 1"]
["3-7",3,7,1,null,33,90.3,"ISE/A.F2.L2/RoT/Y.22-11.A2","O(S)/10.5-8s-12/RH","PPF1 - side A","A","Y.22-11.A2","8s RO12/12","Sector 1"]
["13-7",13,7,5,"F",7,84.7,"ISE/A.F10.L9/RoT/Y.22-11.A2","O(S)/10.5-8s-12/RH","PPF1 - side A","A","Y.22-11.A2","8s RO12/12","Sector 3"]
["14-7",14,7,7,"F",13,84.7,"ISE/A.F10.L9/RoT/Y.22-11.A2","O(S)/10.5-8s-12/RH","PPF1 - side A","A","Y.22-11.A2","8s RO12/12","Sector 3"]
["15-7",15,7,2,null,10,84.7,"ISE/A.F10.L9/RoT/Y.22-11.A2","O(S)/10.5-8s-12/RH","PPF1 - side A","A","Y.22-11.A2","8s RO12/12","Sector 3"]
["19-7",19,7,6,"F",30,76.5,"ISE/A.F17.L23/RoT/Y.22-11.A2","O(S)/10.5-8s-12/RH","PPF1 - side A","A","Y.22-11.A2","8s RO12/12","Sector 7"]
["20-7",20,7,7,"F",34,76.5,"ISE/A.F17.L23/RoT/Y.22-11.A2","O(S)/10.5-8s-12/RH","PPF1 - side A","A","Y.22-11.A2","8s RO12/12","Sector 7"]
["21-7",21,7,2,null,26,76.5,"ISE/A.F17.L23/RoT/Y.22-11.A2","O(S)/10.5-8s-12/RH","PPF1 - side A","A","Y.22-11.A2","8s RO12/12","Sector 7"]
["31-7",31,7,2,null,1,69.1,"ISE/A.F25.L30/RoT/Y.22-11.A2","O(S)/10.5-8s-12/RH","PPF1 - side A","A","Y.22-11.A2","8s RO12/12","Sector 9"]
["1-8",1,8,1,"F",29,90.3,"ISE/A.F2.L2/RoT/Y.22-11.A2","O(S)/10.5-8s-12/RH","PPF1 - side A","A","Y.22-11.A2","8s RO12/12","Sector 1"]
["2-8",2,8,8,"F",25,90.3,"ISE/A.F2.L2/RoT/Y.22-11.A2","O(S)/10.5-8s-12/RH","PPF1 - side A","A","Y.22-11.A2","8s RO12/12","Sector 1"]
["3-8",3,8,5,null,33,90.3,"ISE/A.F2.L2/RoT/Y.22-11.A2","O(S)/10.5-8s-12/RH","PPF1 - side A","A","Y.22-11.A2","8s RO12/12","Sector 1"]
["13-8",13,8,6,"F",7,84.7,"ISE/A.F10.L9/RoT/Y.22-11.A2","O(S)/10.5-8s-12/RH","PPF1 - side A","A","Y.22-11.A2","8s RO12/12","Sector 3"]
["14-8",14,8,8,"F",13,84.7,"ISE/A.F10.L9/RoT/Y.22-11.A2","O(S)/10.5-8s-12/RH","PPF1 - side A","A","Y.22-11.A2","8s RO12/12","Sector 3"]
["15-8",15,8,1,null,10,84.7,"ISE/A.F10.L9/RoT/Y.22-11.A2","O(S)/10.5-8s-12/RH","PPF1 - side A","A","Y.22-11.A2","8s RO12/12","Sector 3"]
["19-8",19,8,8,"F",30,76.5,"ISE/A.F17.L23/RoT/Y.22-11.A2","O(S)/10.5-8s-12/RH","PPF1 - side A","A","Y.22-11.A2","8s RO12/12","Sector 7"]
["20-8",20,8,8,"F",34,76.5,"ISE/A.F17.L23/RoT/Y.22-11.A2","O(S)/10.5-8s-12/RH","PPF1 - side A","A","Y.22-11.A2","8s RO12/12","Sector 7"]
["21-8",21,8,3,null,26,76.5,"ISE/A.F17.L23/RoT/Y.22-11.A2","O(S)/10.5-8s-12/RH","PPF1 - side A","A","Y.22-11.A2","8s RO12/12","Sector 7"]
["31-8",31,8,1,null,1,69.1,"ISE/A.F25.L30/RoT/Y.22-11.A2","O(S)/10.5-8s-12/RH","PPF1 - side A","A","Y.22-11.A2","8s RO12/12","Sector 9"]
["106-1",106,1,8,null,29,68.8,"ISE/C.F27.L30/RoT/Y.23-11.A2","O(S)/10.5-8s-12/RH","PPF1 - side C","C","Y.23-11.A2","8s RO12/12","Sector 9"]
["106-2",106,2,7,null,29,68.8,"ISE/C.F27.L30/RoT/Y.23-11.A2","O(S)/10.5-8s-12/RH","PPF1 - side C","C","Y.23-11.A2","8s RO12/12","Sector 9"]
["106-3",106,3,6,null,29,68.8,"ISE/C.F27.L30/RoT/Y.23-11.A2","O(S)/10.5-8s-12/RH","PPF1 - side C","C","Y.23-11.A2","8s RO12/12","Sector 9"]
["106-4",106,4,5,null,29,68.8,"ISE/C.F27.L30/RoT/Y.23-11.A2","O(S)/10.5-8s-12/RH","PPF1 - side C","C","Y.23-11.A2","8s RO12/12","Sector 9"]
["106-5",106,5,4,null,29,68.8,"ISE/C.F27.L30/RoT/Y.23-11.A2","O(S)/10.5-8s-12/RH","PPF1 - side C","C","Y.23-11.A2","8s RO12/12","Sector 9"]
["106-6",106,6,3,null,29,68.8,"ISE/C.F27.L30/RoT/Y.23-11.A2","O(S)/10.5-8s-12/RH","PPF1 - side C","C","Y.23-11.A2","8s RO12/12","Sector 9"]
["106-7",106,7,2,null,29,68.8,"ISE/C.F27.L30/RoT/Y.23-11.A2","O(S)/10.5-8s-12/RH","PPF1 - side C","C","Y.23-11.A2","8s RO12/12","Sector 9"]
["106-8",106,8,1,null,29,68.8,"ISE/C.F27.L30/RoT/Y.23-11.A2","O(S)/10.5-8s-12/RH","PPF1 - side C","C","Y.23-11.A2","8s RO12/12","Sector 9"]
["107-1",107,1,8,null,33,68.8,"ISE/C.F27.L30/RoT/Y.23-11.A2","O(S)/10.5-8s-12/RH","PPF1 - side C","C","Y.23-11.A2","8s RO12/12","Sector 9"]
["107-2",107,2,7,null,33,68.8,"ISE/C.F27.L30/RoT/Y.23-11.A2","O(S)/10.5-8s-12/RH","PPF1 - side C","C","Y.23-11.A2","8s RO12/12","Sector 9"]
["107-3",107,3,6,null,33,68.8,"ISE/C.F27.L30/RoT/Y.23-11.A2","O(S)/10.5-8s-12/RH","PPF1 - side C","C","Y.23-11.A2","8s RO12/12","Sector 9"]
["107-4",107,4,5,null,33,68.8,"ISE/C.F27.L30/RoT/Y.23-11.A2","O(S)/10.5-8s-12/RH","PPF1 - side C","C","Y.23-11.A2","8s RO12/12","Sector 9"]
["107-5",107,5,4,null,33,68.8,"ISE/C.F27.L30/RoT/Y.23-11.A2","O(S)/10.5-8s-12/RH","PPF1 - side C","C","Y.23-11.A2","8s RO12/12","Sector 9"]
["107-6",107,6,3,null,33,68.8,"ISE/C.F27.L30/RoT/Y.23-11.A2","O(S)/10.5-8s-12/RH","PPF1 - side C","C","Y.23-11.A2","8s RO12/12","Sector 9"]
["107-7",107,7,2,null,33,68.8,"ISE/C.F27.L30/RoT/Y.23-11.A2","O(S)/10.5-8s-12/RH","PPF1 - side C","C","Y.23-11.A2","8s RO12/12","Sector 9"]
["107-8",107,8,1,null,33,68.8,"ISE/C.F27.L30/RoT/Y.23-11.A2","O(S)/10.5-8s-12/RH","PPF1 - side C","C","Y.23-11.A2","8s RO12/12","Sector 9"]
["108-1",108,1,1,"F",25,68.8,"ISE/C.F27.L30/RoT/Y.23-11.A2","O(S)/10.5-8s-12/RH","PPF1 - side C","C","Y.23-11.A2","8s RO12/12","Sector 9"]
["108-2",108,2,2,"F",25,68.8,"ISE/C.F27.L30/RoT/Y.23-11.A2","O(S)/10.5-8s-12/RH","PPF1 - side C","C","Y.23-11.A2","8s RO12/12","Sector 9"]
["108-3",108,3,3,"F",25,68.8,"ISE/C.F27.L30/RoT/Y.23-11.A2","O(S)/10.5-8s-12/RH","PPF1 - side C","C","Y.23-11.A2","8s RO12/12","Sector 9"]
["108-4",108,4,4,"F",25,68.8,"ISE/C.F27.L30/RoT/Y.23-11.A2","O(S)/10.5-8s-12/RH","PPF1 - side C","C","Y.23-11.A2","8s RO12/12","Sector 9"]
["108-5",108,5,5,"F",25,68.8,"ISE/C.F27.L30/RoT/Y.23-11.A2","O(S)/10.5-8s-12/RH","PPF1 - side C","C","Y.23-11.A2","8s RO12/12","Sector 9"]
["108-6",108,6,6,"F",25,68.8,"ISE/C.F27.L30/RoT/Y.23-11.A2","O(S)/10.5-8s-12/RH","PPF1 - side C","C","Y.23-11.A2","8s RO12/12","Sector 9"]
["108-7",108,7,7,"F",25,68.8,"ISE/C.F27.L30/RoT/Y.23-11.A2","O(S)/10.5-8s-12/RH","PPF1 - side C","C","Y.23-11.A2","8s RO12/12","Sector 9"]
["108-8",108,8,8,"F",25,68.8,"ISE/C.F27.L30/RoT/Y.23-11.A2","O(S)/10.5-8s-12/RH","PPF1 - side C","C","Y.23-11.A2","8s RO12/12","Sector 9"]
["109-1",109,1,1,"F",8,69.1,"ISE/C.F32.L34/RoT/Y.23-11.A2","O(S)/10.5-8s-12/RH","PPF1 - side C","C","Y.23-11.A2","8s RO12/12","Sector 9"]
["109-2",109,2,2,"F",8,69.1,"ISE/C.F32.L34/RoT/Y.23-11.A2","O(S)/10.5-8s-12/RH","PPF1 - side C","C","Y.23-11.A2","8s RO12/12","Sector 9"]
["109-3",109,3,3,"F",8,69.1,"ISE/C.F32.L34/RoT/Y.23-11.A2","O(S)/10.5-8s-12/RH","PPF1 - side C","C","Y.23-11.A2","8s RO12/12","Sector 9"]
["109-4",109,4,4,"F",8,69.1,"ISE/C.F32.L34/RoT/Y.23-11.A2","O(S)/10.5-8s-12/RH","PPF1 - side C","C","Y.23-11.A2","8s RO12/12","Sector 9"]
["109-5",109,5,5,"F",8,69.1,"ISE/C.F32.L34/RoT/Y.23-11.A2","O(S)/10.5-8s-12/RH","PPF1 - side C","C","Y.23-11.A2","8s RO12/12","Sector 9"]
["109-6",109,6,6,"F",8,69.1,"ISE/C.F32.L34/RoT/Y.23-11.A2","O(S)/10.5-8s-12/RH","PPF1 - side C","C","Y.23-11.A2","8s RO12/12","Sector 9"]
["109-7",109,7,7,"F",8,69.1,"ISE/C.F32.L34/RoT/Y.23-11.A2","O(S)/10.5-8s-12/RH","PPF1 - side C","C","Y.23-11.A2","8s RO12/12","Sector 9"]
["109-8",109,8,8,"F",8,69.1,"ISE/C.F32.L34/RoT/Y.23-11.A2","O(S)/10.5-8s-12/RH","PPF1 - side C","C","Y.23-11.A2","8s RO12/12","Sector 9"]
["110-1",110,1,8,null,14,69.1,"ISE/C.F32.L34/RoT/Y.23-11.A2","O(S)/10.5-8s-12/RH","PPF1 - side C","C","Y.23-11.A2","8s RO12/12","Sector 9"]
["110-2",110,2,7,null,14,69.1,"ISE/C.F32.L34/RoT/Y.23-11.A2","O(S)/10.5-8s-12/RH","PPF1 - side C","C","Y.23-11.A2","8s RO12/12","Sector 9"]
["110-3",110,3,6,null,14,69.1,"ISE/C.F32.L34/RoT/Y.23-11.A2","O(S)/10.5-8s-12/RH","PPF1 - side C","C","Y.23-11.A2","8s RO12/12","Sector 9"]
["110-4",110,4,5,null,14,69.1,"ISE/C.F32.L34/RoT/Y.23-11.A2","O(S)/10.5-8s-12/RH","PPF1 - side C","C","Y.23-11.A2","8s RO12/12","Sector 9"]
["110-5",110,5,4,null,14,69.1,"ISE/C.F32.L34/RoT/Y.23-11.A2","O(S)/10.5-8s-12/RH","PPF1 - side C","C","Y.23-11.A2","8s RO12/12","Sector 9"]
["110-6",110,6,3,null,14,69.1,"ISE/C.F32.L34/RoT/Y.23-11.A2","O(S)/10.5-8s-12/RH","PPF1 - side C","C","Y.23-11.A2","8s RO12/12","Sector 9"]
["110-7",110,7,2,null,14,69.1,"ISE/C.F32.L34/RoT/Y.23-11.A2","O(S)/10.5-8s-12/RH","PPF1 - side C","C","Y.23-11.A2","8s RO12/12","Sector 9"]
["110-8",110,8,1,null,14,69.1,"ISE/C.F32.L34/RoT/Y.23-11.A2","O(S)/10.5-8s-12/RH","PPF1 - side C","C","Y.23-11.A2","8s RO12/12","Sector 9"]
["111-1",111,1,1,"F",11,69.1,"ISE/C.F32.L34/RoT/Y.23-11.A2","O(S)/10.5-8s-12/RH","PPF1 - side C","C","Y.23-11.A2","8s RO12/12","Sector 9"]
["111-2",111,2,3,"F",11,69.1,"ISE/C.F32.L34/RoT/Y.23-11.A2","O(S)/10.5-8s-12/RH","PPF1 - side C","C","Y.23-11.A2","8s RO12/12","Sector 9"]
["111-3",111,3,5,"F",11,69.1,"ISE/C.F32.L34/RoT/Y.23-11.A2","O(S)/10.5-8s-12/RH","PPF1 - side C","C","Y.23-11.A2","8s RO12/12","Sector 9"]
["111-4",111,4,2,"F",11,69.1,"ISE/C.F32.L34/RoT/Y.23-11.A2","O(S)/10.5-8s-12/RH","PPF1 - side C","C","Y.23-11.A2","8s RO12/12","Sector 9"]
["111-5",111,5,4,"F",11,69.1,"ISE/C.F32.L34/RoT/Y.23-11.A2","O(S)/10.5-8s-12/RH","PPF1 - side C","C","Y.23-11.A2","8s RO12/12","Sector 9"]
["111-6",111,6,6,"F",11,69.1,"ISE/C.F32.L34/RoT/Y.23-11.A2","O(S)/10.5-8s-12/RH","PPF1 - side C","C","Y.23-11.A2","8s RO12/12","Sector 9"]
["111-7",111,7,7,"F",11,69.1,"ISE/C.F32.L34/RoT/Y.23-11.A2","O(S)/10.5-8s-12/RH","PPF1 - side C","C","Y.23-11.A2","8s RO12/12","Sector 9"]
["111-8",111,8,8,"F",11,69.1,"ISE/C.F32.L34/RoT/Y.23-11.A2","O(S)/10.5-8s-12/RH","PPF1 - side C","C","Y.23-11.A2","8s RO12/12","Sector 9"]
["112-1",112,1,1,"F",23,69.1,"ISE/C.F32.L34/RoT/Y.23-11.A2","O(S)/10.5-6s-12/RH","PPF1 - side C","C","Y.23-11.A2","6s RO12/12","Sector 9"]
["112-2",112,2,2,"F",23,69.1,"ISE/C.F32.L34/RoT/Y.23-11.A2","O(S)/10.5-6s-12/RH","PPF1 - side C","C","Y.23-11.A2","6s RO12/12","Sector 9"]
["112-3",112,3,3,"F",23,69.1,"ISE/C.F32.L34/RoT/Y.23-11.A2","O(S)/10.5-6s-12/RH","PPF1 - side C","C","Y.23-11.A2","6s RO12/12","Sector 9"]
["112-4",112,4,6,"F",23,69.1,"ISE/C.F32.L34/RoT/Y.23-11.A2","O(S)/10.5-6s-12/RH","PPF1 - side C","C","Y.23-11.A2","6s RO12/12","Sector 9"]
["112-5",112,5,4,"F",23,69.1,"ISE/C.F32.L34/RoT/Y.23-11.A2","O(S)/10.5-6s-12/RH","PPF1 - side C","C","Y.23-11.A2","6s RO12/12","Sector 9"]
["112-6",112,6,5,"F",23,69.1,"ISE/C.F32.L34/RoT/Y.23-11.A2","O(S)/10.5-6s-12/RH","PPF1 - side C","C","Y.23-11.A2","6s RO12/12","Sector 9"]
["113-1",113,1,2,"F",20,69.1,"ISE/C.F32.L34/RoT/Y.23-11.A2","O(S)/10.5-6s-12/RH","PPF1 - side C","C","Y.23-11.A2","6s RO12/12","Sector 9"]
["113-2",113,2,3,"F",20,69.1,"ISE/C.F32.L34/RoT/Y.23-11.A2","O(S)/10.5-6s-12/RH","PPF1 - side C","C","Y.23-11.A2","6s RO12/12","Sector 9"]
["113-3",113,3,1,"F",20,69.1,"ISE/C.F32.L34/RoT/Y.23-11.A2","O(S)/10.5-6s-12/RH","PPF1 - side C","C","Y.23-11.A2","6s RO12/12","Sector 9"]
["113-4",113,4,4,"F",20,69.1,"ISE/C.F32.L34/RoT/Y.23-11.A2","O(S)/10.5-6s-12/RH","PPF1 - side C","C","Y.23-11.A2","6s RO12/12","Sector 9"]
["113-5",113,5,5,"F",20,69.1,"ISE/C.F32.L34/RoT/Y.23-11.A2","O(S)/10.5-6s-12/RH","PPF1 - side C","C","Y.23-11.A2","6s RO12/12","Sector 9"]
["113-6",113,6,6,"F",20,69.1,"ISE/C.F32.L34/RoT/Y.23-11.A2","O(S)/10.5-6s-12/RH","PPF1 - side C","C","Y.23-11.A2","6s RO12/12","Sector 9"]
["114-1",114,1,1,"F",17,69.1,"ISE/C.F32.L34/RoT/Y.23-11.A2","O(S)/10.5-6s-12/RH","PPF1 - side C","C","Y.23-11.A2","6s RO12/12","Sector 9"]
["114-2",114,2,5,"F",17,69.1,"ISE/C.F32.L34/RoT/Y.23-11.A2","O(S)/10.5-6s-12/RH","PPF1 - side C","C","Y.23-11.A2","6s RO12/12","Sector 9"]
["114-3",114,3,2,"F",17,69.1,"ISE/C.F32.L34/RoT/Y.23-11.A2","O(S)/10.5-6s-12/RH","PPF1 - side C","C","Y.23-11.A2","6s RO12/12","Sector 9"]
["114-4",114,4,3,"F",17,69.1,"ISE/C.F32.L34/RoT/Y.23-11.A2","O(S)/10.5-6s-12/RH","PPF1 - side C","C","Y.23-11.A2","6s RO12/12","Sector 9"]
["114-5",114,5,4,"F",17,69.1,"ISE/C.F32.L34/RoT/Y.23-11.A2","O(S)/10.5-6s-12/RH","PPF1 - side C","C","Y.23-11.A2","6s RO12/12","Sector 9"]
["114-6",114,6,6,"F",17,69.1,"ISE/C.F32.L34/RoT/Y.23-11.A2","O(S)/10.5-6s-12/RH","PPF1 - side C","C","Y.23-11.A2","6s RO12/12","Sector 9"]
["124-1",124,1,7,null,31,80.1,"ISE/C.F40.L43/RoT/Y.23-11.A2","O(S)/10.5-8s-12/RH","PPF1 - side C","C","Y.23-11.A2","8s RO12/12","Sector 11"]
["124-2",124,2,6,null,31,80.1,"ISE/C.F40.L43/RoT/Y.23-11.A2","O(S)/10.5-8s-12/RH","PPF1 - side C","C","Y.23-11.A2","8s RO12/12","Sector 11"]
["124-3",124,3,8,null,31,80.1,"ISE/C.F40.L43/RoT/Y.23-11.A2","O(S)/10.5-8s-12/RH","PPF1 - side C","C","Y.23-11.A2","8s RO12/12","Sector 11"]
["124-4",124,4,1,null,31,80.1,"ISE/C.F40.L43/RoT/Y.23-11.A2","O(S)/10.5-8s-12/RH","PPF1 - side C","C","Y.23-11.A2","8s RO12/12","Sector 11"]
["124-5",124,5,2,null,31,80.1,"ISE/C.F40.L43/RoT/Y.23-11.A2","O(S)/10.5-8s-12/RH","PPF1 - side C","C","Y.23-11.A2","8s RO12/12","Sector 11"]
["124-6",124,6,4,null,31,80.1,"ISE/C.F40.L43/RoT/Y.23-11.A2","O(S)/10.5-8s-12/RH","PPF1 - side C","C","Y.23-11.A2","8s RO12/12","Sector 11"]
["124-7",124,7,3,null,31,80.1,"ISE/C.F40.L43/RoT/Y.23-11.A2","O(S)/10.5-8s-12/RH","PPF1 - side C","C","Y.23-11.A2","8s RO12/12","Sector 11"]
["124-8",124,8,5,"F",31,80.1,"ISE/C.F40.L43/RoT/Y.23-11.A2","O(S)/10.5-8s-12/RH","PPF1 - side C","C","Y.23-11.A2","8s RO12/12","Sector 11"]
["125-1",125,1,2,"F",35,80.1,"ISE/C.F40.L43/RoT/Y.23-11.A2","O(S)/10.5-8s-12/RH","PPF1 - side C","C","Y.23-11.A2","8s RO12/12","Sector 11"]
["125-2",125,2,3,null,35,80.1,"ISE/C.F40.L43/RoT/Y.23-11.A2","O(S)/10.5-8s-12/RH","PPF1 - side C","C","Y.23-11.A2","8s RO12/12","Sector 11"]
["125-3",125,3,8,null,35,80.1,"ISE/C.F40.L43/RoT/Y.23-11.A2","O(S)/10.5-8s-12/RH","PPF1 - side C","C","Y.23-11.A2","8s RO12/12","Sector 11"]
["125-4",125,4,6,null,35,80.1,"ISE/C.F40.L43/RoT/Y.23-11.A2","O(S)/10.5-8s-12/RH","PPF1 - side C","C","Y.23-11.A2","8s RO12/12","Sector 11"]
["125-5",125,5,1,null,35,80.1,"ISE/C.F40.L43/RoT/Y.23-11.A2","O(S)/10.5-8s-12/RH","PPF1 - side C","C","Y.23-11.A2","8s RO12/12","Sector 11"]
["125-6",125,6,7,null,35,80.1,"ISE/C.F40.L43/RoT/Y.23-11.A2","O(S)/10.5-8s-12/RH","PPF1 - side C","C","Y.23-11.A2","8s RO12/12","Sector 11"]
["125-7",125,7,5,"F",35,80.1,"ISE/C.F40.L43/RoT/Y.23-11.A2","O(S)/10.5-8s-12/RH","PPF1 - side C","C","Y.23-11.A2","8s RO12/12","Sector 11"]
["125-8",125,8,4,null,35,80.1,"ISE/C.F40.L43/RoT/Y.23-11.A2","O(S)/10.5-8s-12/RH","PPF1 - side C","C","Y.23-11.A2","8s RO12/12","Sector 11"]
["126-1",126,1,6,"F",27,80.1,"ISE/C.F40.L43/RoT/Y.23-11.A2","O(S)/10.5-8s-12/RH","PPF1 - side C","C","Y.23-11.A2","8s RO12/12","Sector 11"]
["126-2",126,2,8,"F",27,80.1,"ISE/C.F40.L43/RoT/Y.23-11.A2","O(S)/10.5-8s-12/RH","PPF1 - side C","C","Y.23-11.A2","8s RO12/12","Sector 11"]
["126-3",126,3,1,"F",27,80.1,"ISE/C.F40.L43/RoT/Y.23-11.A2","O(S)/10.5-8s-12/RH","PPF1 - side C","C","Y.23-11.A2","8s RO12/12","Sector 11"]
["126-4",126,4,4,"F",27,80.1,"ISE/C.F40.L43/RoT/Y.23-11.A2","O(S)/10.5-8s-12/RH","PPF1 - side C","C","Y.23-11.A2","8s RO12/12","Sector 11"]
["126-5",126,5,3,"F",27,80.1,"ISE/C.F40.L43/RoT/Y.23-11.A2","O(S)/10.5-8s-12/RH","PPF1 - side C","C","Y.23-11.A2","8s RO12/12","Sector 11"]
["126-6",126,6,5,"F",27,80.1,"ISE/C.F40.L43/RoT/Y.23-11.A2","O(S)/10.5-8s-12/RH","PPF1 - side C","C","Y.23-11.A2","8s RO12/12","Sector 11"]
["126-7",126,7,2,null,27,80.1,"ISE/C.F40.L43/RoT/Y.23-11.A2","O(S)/10.5-8s-12/RH","PPF1 - side C","C","Y.23-11.A2","8s RO12/12","Sector 11"]
["126-8",126,8,7,null,27,80.1,"ISE/C.F40.L43/RoT/Y.23-11.A2","O(S)/10.5-8s-12/RH","PPF1 - side C","C","Y.23-11.A2","8s RO12/12","Sector 11"]
["127-1",127,1,2,null,12,88.3,"ISE/C.F47.L53/RoT/Y.23-11.A2","O(S)/10.5-8s-12/RH","PPF1 - side C","C","Y.23-11.A2","8s RO12/12","Sector 15"]
["127-2",127,2,8,null,12,88.3,"ISE/C.F47.L53/RoT/Y.23-11.A2","O(S)/10.5-8s-12/RH","PPF1 - side C","C","Y.23-11.A2","8s RO12/12","Sector 15"]
["127-3",127,3,6,null,12,88.3,"ISE/C.F47.L53/RoT/Y.23-11.A2","O(S)/10.5-8s-12/RH","PPF1 - side C","C","Y.23-11.A2","8s RO12/12","Sector 15"]
["127-4",127,4,7,null,12,88.3,"ISE/C.F47.L53/RoT/Y.23-11.A2","O(S)/10.5-8s-12/RH","PPF1 - side C","C","Y.23-11.A2","8s RO12/12","Sector 15"]
["127-5",127,5,5,null,12,88.3,"ISE/C.F47.L53/RoT/Y.23-11.A2","O(S)/10.5-8s-12/RH","PPF1 - side C","C","Y.23-11.A2","8s RO12/12","Sector 15"]
["127-6",127,6,3,null,12,88.3,"ISE/C.F47.L53/RoT/Y.23-11.A2","O(S)/10.5-8s-12/RH","PPF1 - side C","C","Y.23-11.A2","8s RO12/12","Sector 15"]
["127-7",127,7,1,null,12,88.3,"ISE/C.F47.L53/RoT/Y.23-11.A2","O(S)/10.5-8s-12/RH","PPF1 - side C","C","Y.23-11.A2","8s RO12/12","Sector 15"]
["127-8",127,8,4,null,12,88.3,"ISE/C.F47.L53/RoT/Y.23-11.A2","O(S)/10.5-8s-12/RH","PPF1 - side C","C","Y.23-11.A2","8s RO12/12","Sector 15"]
["128-1",128,1,8,null,9,88.3,"ISE/C.F47.L53/RoT/Y.23-11.A2","O(S)/10.5-8s-12/RH","PPF1 - side C","C","Y.23-11.A2","8s RO12/12","Sector 15"]
["128-2",128,2,7,null,9,88.3,"ISE/C.F47.L53/RoT/Y.23-11.A2","O(S)/10.5-8s-12/RH","PPF1 - side C","C","Y.23-11.A2","8s RO12/12","Sector 15"]
["128-3",128,3,4,null,9,88.3,"ISE/C.F47.L53/RoT/Y.23-11.A2","O(S)/10.5-8s-12/RH","PPF1 - side C","C","Y.23-11.A2","8s RO12/12","Sector 15"]
["128-4",128,4,1,"F",9,88.3,"ISE/C.F47.L53/RoT/Y.23-11.A2","O(S)/10.5-8s-12/RH","PPF1 - side C","C","Y.23-11.A2","8s RO12/12","Sector 15"]
["128-5",128,5,2,"F",9,88.3,"ISE/C.F47.L53/RoT/Y.23-11.A2","O(S)/10.5-8s-12/RH","PPF1 - side C","C","Y.23-11.A2","8s RO12/12","Sector 15"]
["128-6",128,6,3,"F",9,88.3,"ISE/C.F47.L53/RoT/Y.23-11.A2","O(S)/10.5-8s-12/RH","PPF1 - side C","C","Y.23-11.A2","8s RO12/12","Sector 15"]
["128-7",128,7,5,"F",9,88.3,"ISE/C.F47.L53/RoT/Y.23-11.A2","O(S)/10.5-8s-12/RH","PPF1 - side C","C","Y.23-11.A2","8s RO12/12","Sector 15"]
["128-8",128,8,6,"F",9,88.3,"ISE/C.F47.L53/RoT/Y.23-11.A2","O(S)/10.5-8s-12/RH","PPF1 - side C","C","Y.23-11.A2","8s RO12/12","Sector 15"]
["129-1",129,1,8,null,15,88.3,"ISE/C.F47.L53/RoT/Y.23-11.A2","O(S)/10.5-8s-12/RH","PPF1 - side C","C","Y.23-11.A2","8s RO12/12","Sector 15"]
["129-2",129,2,7,null,15,88.3,"ISE/C.F47.L53/RoT/Y.23-11.A2","O(S)/10.5-8s-12/RH","PPF1 - side C","C","Y.23-11.A2","8s RO12/12","Sector 15"]
["129-3",129,3,6,null,15,88.3,"ISE/C.F47.L53/RoT/Y.23-11.A2","O(S)/10.5-8s-12/RH","PPF1 - side C","C","Y.23-11.A2","8s RO12/12","Sector 15"]
["129-4",129,4,5,null,15,88.3,"ISE/C.F47.L53/RoT/Y.23-11.A2","O(S)/10.5-8s-12/RH","PPF1 - side C","C","Y.23-11.A2","8s RO12/12","Sector 15"]
["129-5",129,5,4,null,15,88.3,"ISE/C.F47.L53/RoT/Y.23-11.A2","O(S)/10.5-8s-12/RH","PPF1 - side C","C","Y.23-11.A2","8s RO12/12","Sector 15"]
["129-6",129,6,3,null,15,88.3,"ISE/C.F47.L53/RoT/Y.23-11.A2","O(S)/10.5-8s-12/RH","PPF1 - side C","C","Y.23-11.A2","8s RO12/12","Sector 15"]
["129-7",129,7,2,null,15,88.3,"ISE/C.F47.L53/RoT/Y.23-11.A2","O(S)/10.5-8s-12/RH","PPF1 - side C","C","Y.23-11.A2","8s RO12/12","Sector 15"]
["129-8",129,8,1,null,15,88.3,"ISE/C.F47.L53/RoT/Y.23-11.A2","O(S)/10.5-8s-12/RH","PPF1 - side C","C","Y.23-11.A2","8s RO12/12","Sector 15"]
["130-1",130,1,1,"F",21,88.3,"ISE/C.F47.L53/RoT/Y.23-11.A2","O(S)/10.5-6s-12/RH","PPF1 - side C","C","Y.23-11.A2","6s RO12/12","Sector 15"]
["130-2",130,2,5,"F",21,88.3,"ISE/C.F47.L53/RoT/Y.23-11.A2","O(S)/10.5-6s-12/RH","PPF1 - side C","C","Y.23-11.A2","6s RO12/12","Sector 15"]
["130-3",130,3,2,"F",21,88.3,"ISE/C.F47.L53/RoT/Y.23-11.A2","O(S)/10.5-6s-12/RH","PPF1 - side C","C","Y.23-11.A2","6s RO12/12","Sector 15"]
["130-4",130,4,3,"F",21,88.3,"ISE/C.F47.L53/RoT/Y.23-11.A2","O(S)/10.5-6s-12/RH","PPF1 - side C","C","Y.23-11.A2","6s RO12/12","Sector 15"]
["130-5",130,5,6,"F",21,88.3,"ISE/C.F47.L53/RoT/Y.23-11.A2","O(S)/10.5-6s-12/RH","PPF1 - side C","C","Y.23-11.A2","6s RO12/12","Sector 15"]
["130-6",130,6,4,"F",21,88.3,"ISE/C.F47.L53/RoT/Y.23-11.A2","O(S)/10.5-6s-12/RH","PPF1 - side C","C","Y.23-11.A2","6s RO12/12","Sector 15"]
["131-1",131,1,6,null,24,88.3,"ISE/C.F47.L53/RoT/Y.23-11.A2","O(S)/10.5-6s-12/RH","PPF1 - side C","C","Y.23-11.A2","6s RO12/12","Sector 15"]
["131-2",131,2,4,"F",24,88.3,"ISE/C.F47.L53/RoT/Y.23-11.A2","O(S)/10.5-6s-12/RH","PPF1 - side C","C","Y.23-11.A2","6s RO12/12","Sector 15"]
["131-3",131,3,5,"F",24,88.3,"ISE/C.F47.L53/RoT/Y.23-11.A2","O(S)/10.5-6s-12/RH","PPF1 - side C","C","Y.23-11.A2","6s RO12/12","Sector 15"]
["131-4",131,4,2,null,24,88.3,"ISE/C.F47.L53/RoT/Y.23-11.A2","O(S)/10.5-6s-12/RH","PPF1 - side C","C","Y.23-11.A2","6s RO12/12","Sector 15"]
["131-5",131,5,1,null,24,88.3,"ISE/C.F47.L53/RoT/Y.23-11.A2","O(S)/10.5-6s-12/RH","PPF1 - side C","C","Y.23-11.A2","6s RO12/12","Sector 15"]
["131-6",131,6,3,null,24,88.3,"ISE/C.F47.L53/RoT/Y.23-11.A2","O(S)/10.5-6s-12/RH","PPF1 - side C","C","Y.23-11.A2","6s RO12/12","Sector 15"]
["132-1",132,1,6,null,18,88.3,"ISE/C.F47.L53/RoT/Y.23-11.A2","O(S)/10.5-6s-12/RH","PPF1 - side C","C","Y.23-11.A2","6s RO12/12","Sector 15"]
["132-2",132,2,5,null,18,88.3,"ISE/C.F47.L53/RoT/Y.23-11.A2","O(S)/10.5-6s-12/RH","PPF1 - side C","C","Y.23-11.A2","6s RO12/12","Sector 15"]
["132-3",132,3,4,null,18,88.3,"ISE/C.F47.L53/RoT/Y.23-11.A2","O(S)/10.5-6s-12/RH","PPF1 - side C","C","Y.23-11.A2","6s RO12/12","Sector 15"]
["132-4",132,4,3,null,18,88.3,"ISE/C.F47.L53/RoT/Y.23-11.A2","O(S)/10.5-6s-12/RH","PPF1 - side C","C","Y.23-11.A2","6s RO12/12","Sector 15"]
["132-5",132,5,2,null,18,88.3,"ISE/C.F47.L53/RoT/Y.23-11.A2","O(S)/10.5-6s-12/RH","PPF1 - side C","C","Y.23-11.A2","6s RO12/12","Sector 15"]
["132-6",132,6,1,null,18,88.3,"ISE/C.F47.L53/RoT/Y.23-11.A2","O(S)/10.5-6s-12/RH","PPF1 - side C","C","Y.23-11.A2","6s RO12/12","Sector 15"]
["142-1",142,1,1,"F",28,90.7,"ISE/C.F55.L62/RoT/Y.23-11.A2","O(S)/10.5-8s-12/RH","PPF1 - side C","C","Y.23-11.A2","8s RO12/12","Sector 1"]
["142-2",142,2,2,"F",28,90.7,"ISE/C.F55.L62/RoT/Y.23-11.A2","O(S)/10.5-8s-12/RH","PPF1 - side C","C","Y.23-11.A2","8s RO12/12","Sector 1"]
["142-3",142,3,3,"F",28,90.7,"ISE/C.F55.L62/RoT/Y.23-11.A2","O(S)/10.5-8s-12/RH","PPF1 - side C","C","Y.23-11.A2","8s RO12/12","Sector 1"]
["142-4",142,4,4,"F",28,90.7,"ISE/C.F55.L62/RoT/Y.23-11.A2","O(S)/10.5-8s-12/RH","PPF1 - side C","C","Y.23-11.A2","8s RO12/12","Sector 1"]
["142-5",142,5,5,"F",28,90.7,"ISE/C.F55.L62/RoT/Y.23-11.A2","O(S)/10.5-8s-12/RH","PPF1 - side C","C","Y.23-11.A2","8s RO12/12","Sector 1"]
["142-6",142,6,6,"F",28,90.7,"ISE/C.F55.L62/RoT/Y.23-11.A2","O(S)/10.5-8s-12/RH","PPF1 - side C","C","Y.23-11.A2","8s RO12/12","Sector 1"]
["142-7",142,7,7,"F",28,90.7,"ISE/C.F55.L62/RoT/Y.23-11.A2","O(S)/10.5-8s-12/RH","PPF1 - side C","C","Y.23-11.A2","8s RO12/12","Sector 1"]
["142-8",142,8,8,"F",28,90.7,"ISE/C.F55.L62/RoT/Y.23-11.A2","O(S)/10.5-8s-12/RH","PPF1 - side C","C","Y.23-11.A2","8s RO12/12","Sector 1"]
["143-1",143,1,8,"F",36,90.7,"ISE/C.F55.L62/RoT/Y.23-11.A2","O(S)/10.5-8s-12/RH","PPF1 - side C","C","Y.23-11.A2","8s RO12/12","Sector 1"]
["143-2",143,2,6,null,36,90.7,"ISE/C.F55.L62/RoT/Y.23-11.A2","O(S)/10.5-8s-12/RH","PPF1 - side C","C","Y.23-11.A2","8s RO12/12","Sector 1"]
["143-3",143,3,4,"F",36,90.7,"ISE/C.F55.L62/RoT/Y.23-11.A2","O(S)/10.5-8s-12/RH","PPF1 - side C","C","Y.23-11.A2","8s RO12/12","Sector 1"]
["143-4",143,4,7,"F",36,90.7,"ISE/C.F55.L62/RoT/Y.23-11.A2","O(S)/10.5-8s-12/RH","PPF1 - side C","C","Y.23-11.A2","8s RO12/12","Sector 1"]
["143-5",143,5,2,"F",36,90.7,"ISE/C.F55.L62/RoT/Y.23-11.A2","O(S)/10.5-8s-12/RH","PPF1 - side C","C","Y.23-11.A2","8s RO12/12","Sector 1"]
["143-6",143,6,3,"F",36,90.7,"ISE/C.F55.L62/RoT/Y.23-11.A2","O(S)/10.5-8s-12/RH","PPF1 - side C","C","Y.23-11.A2","8s RO12/12","Sector 1"]
["143-7",143,7,5,"F",36,90.7,"ISE/C.F55.L62/RoT/Y.23-11.A2","O(S)/10.5-8s-12/RH","PPF1 - side C","C","Y.23-11.A2","8s RO12/12","Sector 1"]
["143-8",143,8,1,"F",36,90.7,"ISE/C.F55.L62/RoT/Y.23-11.A2","O(S)/10.5-8s-12/RH","PPF1 - side C","C","Y.23-11.A2","8s RO12/12","Sector 1"]
["144-1",144,1,8,null,32,90.7,"ISE/C.F55.L62/RoT/Y.23-11.A2","O(S)/10.5-8s-12/RH","PPF1 - side C","C","Y.23-11.A2","8s RO12/12","Sector 1"]
["144-2",144,2,7,null,32,90.7,"ISE/C.F55.L62/RoT/Y.23-11.A2","O(S)/10.5-8s-12/RH","PPF1 - side C","C","Y.23-11.A2","8s RO12/12","Sector 1"]
["144-3",144,3,6,null,32,90.7,"ISE/C.F55.L62/RoT/Y.23-11.A2","O(S)/10.5-8s-12/RH","PPF1 - side C","C","Y.23-11.A2","8s RO12/12","Sector 1"]
["144-4",144,4,5,null,32,90.7,"ISE/C.F55.L62/RoT/Y.23-11.A2","O(S)/10.5-8s-12/RH","PPF1 - side C","C","Y.23-11.A2","8s RO12/12","Sector 1"]
["144-5",144,5,4,null,32,90.7,"ISE/C.F55.L62/RoT/Y.23-11.A2","O(S)/10.5-8s-12/RH","PPF1 - side C","C","Y.23-11.A2","8s RO12/12","Sector 1"]
["144-6",144,6,3,null,32,90.7,"ISE/C.F55.L62/RoT/Y.23-11.A2","O(S)/10.5-8s-12/RH","PPF1 - side C","C","Y.23-11.A2","8s RO12/12","Sector 1"]
["144-7",144,7,2,null,32,90.7,"ISE/C.F55.L62/RoT/Y.23-11.A2","O(S)/10.5-8s-12/RH","PPF1 - side C","C","Y.23-11.A2","8s RO12/12","Sector 1"]
["144-8",144,8,1,null,32,90.7,"ISE/C.F55.L62/RoT/Y.23-11.A2","O(S)/10.5-8s-12/RH","PPF1 - side C","C","Y.23-11.A2","8s RO12/12","Sector 1"]
["31-2",31,2,7,null,1,69.1,"ISE/A.F25.L30/RoT/Y.22-11.A2","O(S)/10.5-8s-12/RH","PPF1 - side A","A","Y.22-11.A2","8s RO12/12","Sector 9"]
["31-4",31,4,5,null,1,69.1,"ISE/A.F25.L30/RoT/Y.22-11.A2","O(S)/10.5-8s-12/RH","PPF1 - side A","A","Y.22-11.A2","8s RO12/12","Sector 9"]
["31-6",31,6,3,null,1,69.1,"ISE/A.F25.L30/RoT/Y.22-11.A2","O(S)/10.5-8s-12/RH","PPF1 - side A","A","Y.22-11.A2","8s RO12/12","Sector 9"]
["32-1",32,1,8,null,3,69.1,"ISE/A.F25.L30/RoT/Y.22-11.A2","O(S)/10.5-8s-12/RH","PPF1 - side A","A","Y.22-11.A2","8s RO12/12","Sector 9"]
["32-2",32,2,7,null,3,69.1,"ISE/A.F25.L30/RoT/Y.22-11.A2","O(S)/10.5-8s-12/RH","PPF1 - side A","A","Y.22-11.A2","8s RO12/12","Sector 9"]
["32-3",32,3,6,null,3,69.1,"ISE/A.F25.L30/RoT/Y.22-11.A2","O(S)/10.5-8s-12/RH","PPF1 - side A","A","Y.22-11.A2","8s RO12/12","Sector 9"]
["32-4",32,4,5,null,3,69.1,"ISE/A.F25.L30/RoT/Y.22-11.A2","O(S)/10.5-8s-12/RH","PPF1 - side A","A","Y.22-11.A2","8s RO12/12","Sector 9"]
["32-5",32,5,4,null,3,69.1,"ISE/A.F25.L30/RoT/Y.22-11.A2","O(S)/10.5-8s-12/RH","PPF1 - side A","A","Y.22-11.A2","8s RO12/12","Sector 9"]
["32-6",32,6,3,null,3,69.1,"ISE/A.F25.L30/RoT/Y.22-11.A2","O(S)/10.5-8s-12/RH","PPF1 - side A","A","Y.22-11.A2","8s RO12/12","Sector 9"]
["32-7",32,7,2,null,3,69.1,"ISE/A.F25.L30/RoT/Y.22-11.A2","O(S)/10.5-8s-12/RH","PPF1 - side A","A","Y.22-11.A2","8s RO12/12","Sector 9"]
["32-8",32,8,1,null,3,69.1,"ISE/A.F25.L30/RoT/Y.22-11.A2","O(S)/10.5-8s-12/RH","PPF1 - side A","A","Y.22-11.A2","8s RO12/12","Sector 9"]
["33-1",33,1,8,null,2,69.1,"ISE/A.F25.L30/RoT/Y.22-11.A2","O(S)/10.5-8s-12/RH","PPF1 - side A","A","Y.22-11.A2","8s RO12/12","Sector 9"]
["33-2",33,2,7,null,2,69.1,"ISE/A.F25.L30/RoT/Y.22-11.A2","O(S)/10.5-8s-12/RH","PPF1 - side A","A","Y.22-11.A2","8s RO12/12","Sector 9"]
["33-3",33,3,6,null,2,69.1,"ISE/A.F25.L30/RoT/Y.22-11.A2","O(S)/10.5-8s-12/RH","PPF1 - side A","A","Y.22-11.A2","8s RO12/12","Sector 9"]
["33-4",33,4,5,null,2,69.1,"ISE/A.F25.L30/RoT/Y.22-11.A2","O(S)/10.5-8s-12/RH","PPF1 - side A","A","Y.22-11.A2","8s RO12/12","Sector 9"]
["33-5",33,5,4,null,2,69.1,"ISE/A.F25.L30/RoT/Y.22-11.A2","O(S)/10.5-8s-12/RH","PPF1 - side A","A","Y.22-11.A2","8s RO12/12","Sector 9"]
["33-6",33,6,3,null,2,69.1,"ISE/A.F25.L30/RoT/Y.22-11.A2","O(S)/10.5-8s-12/RH","PPF1 - side A","A","Y.22-11.A2","8s RO12/12","Sector 9"]
["33-7",33,7,2,null,2,69.1,"ISE/A.F25.L30/RoT/Y.22-11.A2","O(S)/10.5-8s-12/RH","PPF1 - side A","A","Y.22-11.A2","8s RO12/12","Sector 9"]
["33-8",33,8,1,null,2,69.1,"ISE/A.F25.L30/RoT/Y.22-11.A2","O(S)/10.5-8s-12/RH","PPF1 - side A","A","Y.22-11.A2","8s RO12/12","Sector 9"]
["34-1",34,1,8,null,4,69.1,"ISE/A.F25.L30/RoT/Y.22-11.A2","O(S)/10.5-8s-12/RH","PPF1 - side A","A","Y.22-11.A2","8s RO12/12","Sector 9"]
["34-2",34,2,4,null,4,69.1,"ISE/A.F25.L30/RoT/Y.22-11.A2","O(S)/10.5-8s-12/RH","PPF1 - side A","A","Y.22-11.A2","8s RO12/12","Sector 9"]
["34-3",34,3,1,"F",4,69.1,"ISE/A.F25.L30/RoT/Y.22-11.A2","O(S)/10.5-8s-12/RH","PPF1 - side A","A","Y.22-11.A2","8s RO12/12","Sector 9"]
["34-4",34,4,2,"F",4,69.1,"ISE/A.F25.L30/RoT/Y.22-11.A2","O(S)/10.5-8s-12/RH","PPF1 - side A","A","Y.22-11.A2","8s RO12/12","Sector 9"]
["34-5",34,5,3,"F",4,69.1,"ISE/A.F25.L30/RoT/Y.22-11.A2","O(S)/10.5-8s-12/RH","PPF1 - side A","A","Y.22-11.A2","8s RO12/12","Sector 9"]
["34-6",34,6,5,"F",4,69.1,"ISE/A.F25.L30/RoT/Y.22-11.A2","O(S)/10.5-8s-12/RH","PPF1 - side A","A","Y.22-11.A2","8s RO12/12","Sector 9"]
["34-7",34,7,6,"F",4,69.1,"ISE/A.F25.L30/RoT/Y.22-11.A2","O(S)/10.5-8s-12/RH","PPF1 - side A","A","Y.22-11.A2","8s RO12/12","Sector 9"]
["34-8",34,8,7,"F",4,69.1,"ISE/A.F25.L30/RoT/Y.22-11.A2","O(S)/10.5-8s-12/RH","PPF1 - side A","A","Y.22-11.A2","8s RO12/12","Sector 9"]
["35-1",35,1,6,null,5,69.1,"ISE/A.F25.L30/RoT/Y.22-11.A2","O(S)/10.5-6s-12/RH","PPF1 - side A","A","Y.22-11.A2","6s RO12/12","Sector 9"]
["35-2",35,2,5,null,5,69.1,"ISE/A.F25.L30/RoT/Y.22-11.A2","O(S)/10.5-6s-12/RH","PPF1 - side A","A","Y.22-11.A2","6s RO12/12","Sector 9"]
["35-3",35,3,4,null,5,69.1,"ISE/A.F25.L30/RoT/Y.22-11.A2","O(S)/10.5-6s-12/RH","PPF1 - side A","A","Y.22-11.A2","6s RO12/12","Sector 9"]
["35-4",35,4,3,null,5,69.1,"ISE/A.F25.L30/RoT/Y.22-11.A2","O(S)/10.5-6s-12/RH","PPF1 - side A","A","Y.22-11.A2","6s RO12/12","Sector 9"]
["35-5",35,5,2,null,5,69.1,"ISE/A.F25.L30/RoT/Y.22-11.A2","O(S)/10.5-6s-12/RH","PPF1 - side A","A","Y.22-11.A2","6s RO12/12","Sector 9"]
["35-6",35,6,1,null,5,69.1,"ISE/A.F25.L30/RoT/Y.22-11.A2","O(S)/10.5-6s-12/RH","PPF1 - side A","A","Y.22-11.A2","6s RO12/12","Sector 9"]
["36-1",36,1,1,"F",6,69.1,"ISE/A.F25.L30/RoT/Y.22-11.A2","O(S)/10.5-6s-12/RH","PPF1 - side A","A","Y.22-11.A2","6s RO12/12","Sector 9"]
["36-2",36,2,2,"F",6,69.1,"ISE/A.F25.L30/RoT/Y.22-11.A2","O(S)/10.5-6s-12/RH","PPF1 - side A","A","Y.22-11.A2","6s RO12/12","Sector 9"]
["36-3",36,3,3,"F",6,69.1,"ISE/A.F25.L30/RoT/Y.22-11.A2","O(S)/10.5-6s-12/RH","PPF1 - side A","A","Y.22-11.A2","6s RO12/12","Sector 9"]
["36-4",36,4,4,"F",6,69.1,"ISE/A.F25.L30/RoT/Y.22-11.A2","O(S)/10.5-6s-12/RH","PPF1 - side A","A","Y.22-11.A2","6s RO12/12","Sector 9"]
["36-5",36,5,6,"F",6,69.1,"ISE/A.F25.L30/RoT/Y.22-11.A2","O(S)/10.5-6s-12/RH","PPF1 - side A","A","Y.22-11.A2","6s RO12/12","Sector 9"]
["36-6",36,6,5,"F",6,69.1,"ISE/A.F25.L30/RoT/Y.22-11.A2","O(S)/10.5-6s-12/RH","PPF1 - side A","A","Y.22-11.A2","6s RO12/12","Sector 9"]
["37-1",37,1,1,"F",32,68.8,"ISE/A.F30.L34/RoT/Y.22-11.A2","O(S)/10.5-8s-12/RH","PPF1 - side A","A","Y.22-11.A2","8s RO12/12","Sector 9"]
["37-2",37,2,2,"F",32,68.8,"ISE/A.F30.L34/RoT/Y.22-11.A2","O(S)/10.5-8s-12/RH","PPF1 - side A","A","Y.22-11.A2","8s RO12/12","Sector 9"]
["37-3",37,3,3,"F",32,68.8,"ISE/A.F30.L34/RoT/Y.22-11.A2","O(S)/10.5-8s-12/RH","PPF1 - side A","A","Y.22-11.A2","8s RO12/12","Sector 9"]
["37-4",37,4,4,"F",32,68.8,"ISE/A.F30.L34/RoT/Y.22-11.A2","O(S)/10.5-8s-12/RH","PPF1 - side A","A","Y.22-11.A2","8s RO12/12","Sector 9"]
["37-5",37,5,5,"F",32,68.8,"ISE/A.F30.L34/RoT/Y.22-11.A2","O(S)/10.5-8s-12/RH","PPF1 - side A","A","Y.22-11.A2","8s RO12/12","Sector 9"]
["37-6",37,6,6,"F",32,68.8,"ISE/A.F30.L34/RoT/Y.22-11.A2","O(S)/10.5-8s-12/RH","PPF1 - side A","A","Y.22-11.A2","8s RO12/12","Sector 9"]
["37-7",37,7,7,"F",32,68.8,"ISE/A.F30.L34/RoT/Y.22-11.A2","O(S)/10.5-8s-12/RH","PPF1 - side A","A","Y.22-11.A2","8s RO12/12","Sector 9"]
["37-8",37,8,8,"F",32,68.8,"ISE/A.F30.L34/RoT/Y.22-11.A2","O(S)/10.5-8s-12/RH","PPF1 - side A","A","Y.22-11.A2","8s RO12/12","Sector 9"]
["38-1",38,1,1,"F",36,68.8,"ISE/A.F30.L34/RoT/Y.22-11.A2","O(S)/10.5-8s-12/RH","PPF1 - side A","A","Y.22-11.A2","8s RO12/12","Sector 9"]
["38-2",38,2,2,"F",36,68.8,"ISE/A.F30.L34/RoT/Y.22-11.A2","O(S)/10.5-8s-12/RH","PPF1 - side A","A","Y.22-11.A2","8s RO12/12","Sector 9"]
["38-3",38,3,3,"F",36,68.8,"ISE/A.F30.L34/RoT/Y.22-11.A2","O(S)/10.5-8s-12/RH","PPF1 - side A","A","Y.22-11.A2","8s RO12/12","Sector 9"]
["38-4",38,4,4,"F",36,68.8,"ISE/A.F30.L34/RoT/Y.22-11.A2","O(S)/10.5-8s-12/RH","PPF1 - side A","A","Y.22-11.A2","8s RO12/12","Sector 9"]
["38-5",38,5,5,"F",36,68.8,"ISE/A.F30.L34/RoT/Y.22-11.A2","O(S)/10.5-8s-12/RH","PPF1 - side A","A","Y.22-11.A2","8s RO12/12","Sector 9"]
["38-6",38,6,6,"F",36,68.8,"ISE/A.F30.L34/RoT/Y.22-11.A2","O(S)/10.5-8s-12/RH","PPF1 - side A","A","Y.22-11.A2","8s RO12/12","Sector 9"]
["38-7",38,7,7,"F",36,68.8,"ISE/A.F30.L34/RoT/Y.22-11.A2","O(S)/10.5-8s-12/RH","PPF1 - side A","A","Y.22-11.A2","8s RO12/12","Sector 9"]
["38-8",38,8,8,"F",36,68.8,"ISE/A.F30.L34/RoT/Y.22-11.A2","O(S)/10.5-8s-12/RH","PPF1 - side A","A","Y.22-11.A2","8s RO12/12","Sector 9"]
["39-1",39,1,8,null,28,68.8,"ISE/A.F30.L34/RoT/Y.22-11.A2","O(S)/10.5-8s-12/RH","PPF1 - side A","A","Y.22-11.A2","8s RO12/12","Sector 9"]
["39-2",39,2,7,null,28,68.8,"ISE/A.F30.L34/RoT/Y.22-11.A2","O(S)/10.5-8s-12/RH","PPF1 - side A","A","Y.22-11.A2","8s RO12/12","Sector 9"]
["39-3",39,3,6,null,28,68.8,"ISE/A.F30.L34/RoT/Y.22-11.A2","O(S)/10.5-8s-12/RH","PPF1 - side A","A","Y.22-11.A2","8s RO12/12","Sector 9"]
["39-4",39,4,5,null,28,68.8,"ISE/A.F30.L34/RoT/Y.22-11.A2","O(S)/10.5-8s-12/RH","PPF1 - side A","A","Y.22-11.A2","8s RO12/12","Sector 9"]
["39-5",39,5,4,null,28,68.8,"ISE/A.F30.L34/RoT/Y.22-11.A2","O(S)/10.5-8s-12/RH","PPF1 - side A","A","Y.22-11.A2","8s RO12/12","Sector 9"]
["39-6",39,6,3,null,28,68.8,"ISE/A.F30.L34/RoT/Y.22-11.A2","O(S)/10.5-8s-12/RH","PPF1 - side A","A","Y.22-11.A2","8s RO12/12","Sector 9"]
["39-7",39,7,2,null,28,68.8,"ISE/A.F30.L34/RoT/Y.22-11.A2","O(S)/10.5-8s-12/RH","PPF1 - side A","A","Y.22-11.A2","8s RO12/12","Sector 9"]
["39-8",39,8,1,null,28,68.8,"ISE/A.F30.L34/RoT/Y.22-11.A2","O(S)/10.5-8s-12/RH","PPF1 - side A","A","Y.22-11.A2","8s RO12/12","Sector 9"]
["49-1",49,1,8,null,12,79.7,"ISE/A.F38.L43/RoT/Y.22-11.A2","O(S)/10.5-8s-12/RH","PPF1 - side A","A","Y.22-11.A2","8s RO12/12","Sector 11"]
["49-2",49,2,7,null,12,79.7,"ISE/A.F38.L43/RoT/Y.22-11.A2","O(S)/10.5-8s-12/RH","PPF1 - side A","A","Y.22-11.A2","8s RO12/12","Sector 11"]
["49-3",49,3,6,null,12,79.7,"ISE/A.F38.L43/RoT/Y.22-11.A2","O(S)/10.5-8s-12/RH","PPF1 - side A","A","Y.22-11.A2","8s RO12/12","Sector 11"]
["49-4",49,4,5,null,12,79.7,"ISE/A.F38.L43/RoT/Y.22-11.A2","O(S)/10.5-8s-12/RH","PPF1 - side A","A","Y.22-11.A2","8s RO12/12","Sector 11"]
["49-5",49,5,2,null,12,79.7,"ISE/A.F38.L43/RoT/Y.22-11.A2","O(S)/10.5-8s-12/RH","PPF1 - side A","A","Y.22-11.A2","8s RO12/12","Sector 11"]
["49-6",49,6,1,null,12,79.7,"ISE/A.F38.L43/RoT/Y.22-11.A2","O(S)/10.5-8s-12/RH","PPF1 - side A","A","Y.22-11.A2","8s RO12/12","Sector 11"]
["49-7",49,7,4,null,12,79.7,"ISE/A.F38.L43/RoT/Y.22-11.A2","O(S)/10.5-8s-12/RH","PPF1 - side A","A","Y.22-11.A2","8s RO12/12","Sector 11"]
["49-8",49,8,3,null,12,79.7,"ISE/A.F38.L43/RoT/Y.22-11.A2","O(S)/10.5-8s-12/RH","PPF1 - side A","A","Y.22-11.A2","8s RO12/12","Sector 11"]
["50-1",50,1,6,"F",9,79.7,"ISE/A.F38.L43/RoT/Y.22-11.A2","O(S)/10.5-8s-12/RH","PPF1 - side A","A","Y.22-11.A2","8s RO12/12","Sector 11"]
["50-2",50,2,2,null,9,79.7,"ISE/A.F38.L43/RoT/Y.22-11.A2","O(S)/10.5-8s-12/RH","PPF1 - side A","A","Y.22-11.A2","8s RO12/12","Sector 11"]
["50-3",50,3,5,"F",9,79.7,"ISE/A.F38.L43/RoT/Y.22-11.A2","O(S)/10.5-8s-12/RH","PPF1 - side A","A","Y.22-11.A2","8s RO12/12","Sector 11"]
["50-4",50,4,4,"F",9,79.7,"ISE/A.F38.L43/RoT/Y.22-11.A2","O(S)/10.5-8s-12/RH","PPF1 - side A","A","Y.22-11.A2","8s RO12/12","Sector 11"]
["50-5",50,5,1,null,9,79.7,"ISE/A.F38.L43/RoT/Y.22-11.A2","O(S)/10.5-8s-12/RH","PPF1 - side A","A","Y.22-11.A2","8s RO12/12","Sector 11"]
["50-6",50,6,8,"F",9,79.7,"ISE/A.F38.L43/RoT/Y.22-11.A2","O(S)/10.5-8s-12/RH","PPF1 - side A","A","Y.22-11.A2","8s RO12/12","Sector 11"]
["50-7",50,7,7,"F",9,79.7,"ISE/A.F38.L43/RoT/Y.22-11.A2","O(S)/10.5-8s-12/RH","PPF1 - side A","A","Y.22-11.A2","8s RO12/12","Sector 11"]
["50-8",50,8,3,null,9,79.7,"ISE/A.F38.L43/RoT/Y.22-11.A2","O(S)/10.5-8s-12/RH","PPF1 - side A","A","Y.22-11.A2","8s RO12/12","Sector 11"]
["51-1",51,1,1,"F",15,79.7,"ISE/A.F38.L43/RoT/Y.22-11.A2","O(S)/10.5-8s-12/RH","PPF1 - side A","A","Y.22-11.A2","8s RO12/12","Sector 11"]
["51-2",51,2,2,"F",15,79.7,"ISE/A.F38.L43/RoT/Y.22-11.A2","O(S)/10.5-8s-12/RH","PPF1 - side A","A","Y.22-11.A2","8s RO12/12","Sector 11"]
["51-3",51,3,3,"F",15,79.7,"ISE/A.F38.L43/RoT/Y.22-11.A2","O(S)/10.5-8s-12/RH","PPF1 - side A","A","Y.22-11.A2","8s RO12/12","Sector 11"]
["51-4",51,4,4,"F",15,79.7,"ISE/A.F38.L43/RoT/Y.22-11.A2","O(S)/10.5-8s-12/RH","PPF1 - side A","A","Y.22-11.A2","8s RO12/12","Sector 11"]
["51-5",51,5,5,"F",15,79.7,"ISE/A.F38.L43/RoT/Y.22-11.A2","O(S)/10.5-8s-12/RH","PPF1 - side A","A","Y.22-11.A2","8s RO12/12","Sector 11"]
["51-6",51,6,6,"F",15,79.7,"ISE/A.F38.L43/RoT/Y.22-11.A2","O(S)/10.5-8s-12/RH","PPF1 - side A","A","Y.22-11.A2","8s RO12/12","Sector 11"]
["51-7",51,7,7,"F",15,79.7,"ISE/A.F38.L43/RoT/Y.22-11.A2","O(S)/10.5-8s-12/RH","PPF1 - side A","A","Y.22-11.A2","8s RO12/12","Sector 11"]
["51-8",51,8,8,"F",15,79.7,"ISE/A.F38.L43/RoT/Y.22-11.A2","O(S)/10.5-8s-12/RH","PPF1 - side A","A","Y.22-11.A2","8s RO12/12","Sector 11"]
["52-1",52,1,4,"F",21,79.7,"ISE/A.F38.L43/RoT/Y.22-11.A2","O(S)/10.5-6s-12/RH","PPF1 - side A","A","Y.22-11.A2","6s RO12/12","Sector 11"]
["52-2",52,2,2,"F",21,79.7,"ISE/A.F38.L43/RoT/Y.22-11.A2","O(S)/10.5-6s-12/RH","PPF1 - side A","A","Y.22-11.A2","6s RO12/12","Sector 11"]
["52-3",52,3,3,"F",21,79.7,"ISE/A.F38.L43/RoT/Y.22-11.A2","O(S)/10.5-6s-12/RH","PPF1 - side A","A","Y.22-11.A2","6s RO12/12","Sector 11"]
["52-4",52,4,5,"F",21,79.7,"ISE/A.F38.L43/RoT/Y.22-11.A2","O(S)/10.5-6s-12/RH","PPF1 - side A","A","Y.22-11.A2","6s RO12/12","Sector 11"]
["52-5",52,5,6,"F",21,79.7,"ISE/A.F38.L43/RoT/Y.22-11.A2","O(S)/10.5-6s-12/RH","PPF1 - side A","A","Y.22-11.A2","6s RO12/12","Sector 11"]
["52-6",52,6,1,"F",21,79.7,"ISE/A.F38.L43/RoT/Y.22-11.A2","O(S)/10.5-6s-12/RH","PPF1 - side A","A","Y.22-11.A2","6s RO12/12","Sector 11"]
["53-1",53,1,1,"F",24,79.7,"ISE/A.F38.L43/RoT/Y.22-11.A2","O(S)/10.5-6s-12/RH","PPF1 - side A","A","Y.22-11.A2","6s RO12/12","Sector 11"]
["53-2",53,2,2,"F",24,79.7,"ISE/A.F38.L43/RoT/Y.22-11.A2","O(S)/10.5-6s-12/RH","PPF1 - side A","A","Y.22-11.A2","6s RO12/12","Sector 11"]
["53-3",53,3,3,"F",24,79.7,"ISE/A.F38.L43/RoT/Y.22-11.A2","O(S)/10.5-6s-12/RH","PPF1 - side A","A","Y.22-11.A2","6s RO12/12","Sector 11"]
["53-4",53,4,4,"F",24,79.7,"ISE/A.F38.L43/RoT/Y.22-11.A2","O(S)/10.5-6s-12/RH","PPF1 - side A","A","Y.22-11.A2","6s RO12/12","Sector 11"]
["53-5",53,5,5,"F",24,79.7,"ISE/A.F38.L43/RoT/Y.22-11.A2","O(S)/10.5-6s-12/RH","PPF1 - side A","A","Y.22-11.A2","6s RO12/12","Sector 11"]
["53-6",53,6,6,"F",24,79.7,"ISE/A.F38.L43/RoT/Y.22-11.A2","O(S)/10.5-6s-12/RH","PPF1 - side A","A","Y.22-11.A2","6s RO12/12","Sector 11"]
["54-1",54,1,1,"F",18,79.7,"ISE/A.F38.L43/RoT/Y.22-11.A2","O(S)/10.5-6s-12/RH","PPF1 - side A","A","Y.22-11.A2","6s RO12/12","Sector 11"]
["54-2",54,2,2,"F",18,79.7,"ISE/A.F38.L43/RoT/Y.22-11.A2","O(S)/10.5-6s-12/RH","PPF1 - side A","A","Y.22-11.A2","6s RO12/12","Sector 11"]
["54-3",54,3,3,"F",18,79.7,"ISE/A.F38.L43/RoT/Y.22-11.A2","O(S)/10.5-6s-12/RH","PPF1 - side A","A","Y.22-11.A2","6s RO12/12","Sector 11"]
["54-4",54,4,4,"F",18,79.7,"ISE/A.F38.L43/RoT/Y.22-11.A2","O(S)/10.5-6s-12/RH","PPF1 - side A","A","Y.22-11.A2","6s RO12/12","Sector 11"]
["54-5",54,5,5,"F",18,79.7,"ISE/A.F38.L43/RoT/Y.22-11.A2","O(S)/10.5-6s-12/RH","PPF1 - side A","A","Y.22-11.A2","6s RO12/12","Sector 11"]
["54-6",54,6,6,"F",18,79.7,"ISE/A.F38.L43/RoT/Y.22-11.A2","O(S)/10.5-6s-12/RH","PPF1 - side A","A","Y.22-11.A2","6s RO12/12","Sector 11"]
["55-1",55,1,8,null,27,88.7,"ISE/A.F45.L53/RoT/Y.22-11.A2","O(S)/10.5-8s-12/RH","PPF1 - side A","A","Y.22-11.A2","8s RO12/12","Sector 15"]
["55-2",55,2,7,null,27,88.7,"ISE/A.F45.L53/RoT/Y.22-11.A2","O(S)/10.5-8s-12/RH","PPF1 - side A","A","Y.22-11.A2","8s RO12/12","Sector 15"]
["55-3",55,3,6,null,27,88.7,"ISE/A.F45.L53/RoT/Y.22-11.A2","O(S)/10.5-8s-12/RH","PPF1 - side A","A","Y.22-11.A2","8s RO12/12","Sector 15"]
["55-4",55,4,5,null,27,88.7,"ISE/A.F45.L53/RoT/Y.22-11.A2","O(S)/10.5-8s-12/RH","PPF1 - side A","A","Y.22-11.A2","8s RO12/12","Sector 15"]
["55-5",55,5,4,null,27,88.7,"ISE/A.F45.L53/RoT/Y.22-11.A2","O(S)/10.5-8s-12/RH","PPF1 - side A","A","Y.22-11.A2","8s RO12/12","Sector 15"]
["55-6",55,6,3,null,27,88.7,"ISE/A.F45.L53/RoT/Y.22-11.A2","O(S)/10.5-8s-12/RH","PPF1 - side A","A","Y.22-11.A2","8s RO12/12","Sector 15"]
["55-7",55,7,2,null,27,88.7,"ISE/A.F45.L53/RoT/Y.22-11.A2","O(S)/10.5-8s-12/RH","PPF1 - side A","A","Y.22-11.A2","8s RO12/12","Sector 15"]
["55-8",55,8,1,null,27,88.7,"ISE/A.F45.L53/RoT/Y.22-11.A2","O(S)/10.5-8s-12/RH","PPF1 - side A","A","Y.22-11.A2","8s RO12/12","Sector 15"]
["56-1",56,1,2,"F",35,"1 F","ISE/A.F45.L53/RoT/Y.22-11.A2","O(S)/10.5-8s-12/RH","PPF1 - side A","A","Y.22-11.A2","8s RO12/12","Sector 15"]
["56-2",56,2,3,"F",35,"1 F","ISE/A.F45.L53/RoT/Y.22-11.A2","O(S)/10.5-8s-12/RH","PPF1 - side A","A","Y.22-11.A2","8s RO12/12","Sector 15"]
["56-3",56,3,4,"F",35,"1 F","ISE/A.F45.L53/RoT/Y.22-11.A2","O(S)/10.5-8s-12/RH","PPF1 - side A","A","Y.22-11.A2","8s RO12/12","Sector 15"]
["56-4",56,4,5,"F",35,"1 F","ISE/A.F45.L53/RoT/Y.22-11.A2","O(S)/10.5-8s-12/RH","PPF1 - side A","A","Y.22-11.A2","8s RO12/12","Sector 15"]
["56-5",56,5,6,"F",35,"1 F","ISE/A.F45.L53/RoT/Y.22-11.A2","O(S)/10.5-8s-12/RH","PPF1 - side A","A","Y.22-11.A2","8s RO12/12","Sector 15"]
["56-6",56,6,6,"F",35,"1 F","ISE/A.F45.L53/RoT/Y.22-11.A2","O(S)/10.5-8s-12/RH","PPF1 - side A","A","Y.22-11.A2","8s RO12/12","Sector 15"]
["56-7",56,7,7,"F",35,"1 F","ISE/A.F45.L53/RoT/Y.22-11.A2","O(S)/10.5-8s-12/RH","PPF1 - side A","A","Y.22-11.A2","8s RO12/12","Sector 15"]
["56-8",56,8,8,"F",35,"1 F","ISE/A.F45.L53/RoT/Y.22-11.A2","O(S)/10.5-8s-12/RH","PPF1 - side A","A","Y.22-11.A2","8s RO12/12","Sector 15"]
["57-1",57,1,2,"F",31,88.7,"ISE/A.F45.L53/RoT/Y.22-11.A2","O(S)/10.5-8s-12/RH","PPF1 - side A","A","Y.22-11.A2","8s RO12/12","Sector 15"]
["57-2",57,2,8,null,31,88.7,"ISE/A.F45.L53/RoT/Y.22-11.A2","O(S)/10.5-8s-12/RH","PPF1 - side A","A","Y.22-11.A2","8s RO12/12","Sector 15"]
["57-3",57,3,4,null,31,88.7,"ISE/A.F45.L53/RoT/Y.22-11.A2","O(S)/10.5-8s-12/RH","PPF1 - side A","A","Y.22-11.A2","8s RO12/12","Sector 15"]
["57-4",57,4,3,null,31,88.7,"ISE/A.F45.L53/RoT/Y.22-11.A2","O(S)/10.5-8s-12/RH","PPF1 - side A","A","Y.22-11.A2","8s RO12/12","Sector 15"]
["57-5",57,5,7,null,31,88.7,"ISE/A.F45.L53/RoT/Y.22-11.A2","O(S)/10.5-8s-12/RH","PPF1 - side A","A","Y.22-11.A2","8s RO12/12","Sector 15"]
["57-6",57,6,5,"F",31,88.7,"ISE/A.F45.L53/RoT/Y.22-11.A2","O(S)/10.5-8s-12/RH","PPF1 - side A","A","Y.22-11.A2","8s RO12/12","Sector 15"]
["57-7",57,7,1,"F",31,88.7,"ISE/A.F45.L53/RoT/Y.22-11.A2","O(S)/10.5-8s-12/RH","PPF1 - side A","A","Y.22-11.A2","8s RO12/12","Sector 15"]
["57-8",57,8,6,"F",31,88.7,"ISE/A.F45.L53/RoT/Y.22-11.A2","O(S)/10.5-8s-12/RH","PPF1 - side A","A","Y.22-11.A2","8s RO12/12","Sector 15"]
["67-1",67,1,1,"F",8,91,"ISE/A.F53.L62/RoT/Y.22-11.A2","O(S)/10.5-8s-12/RH","PPF1 - side A","A","Y.22-11.A2","8s RO12/12","Sector 1"]
["67-2",67,2,2,"F",8,91,"ISE/A.F53.L62/RoT/Y.22-11.A2","O(S)/10.5-8s-12/RH","PPF1 - side A","A","Y.22-11.A2","8s RO12/12","Sector 1"]
["67-3",67,3,3,"F",8,91,"ISE/A.F53.L62/RoT/Y.22-11.A2","O(S)/10.5-8s-12/RH","PPF1 - side A","A","Y.22-11.A2","8s RO12/12","Sector 1"]
["67-4",67,4,4,"F",8,91,"ISE/A.F53.L62/RoT/Y.22-11.A2","O(S)/10.5-8s-12/RH","PPF1 - side A","A","Y.22-11.A2","8s RO12/12","Sector 1"]
["67-5",67,5,5,"F",8,91,"ISE/A.F53.L62/RoT/Y.22-11.A2","O(S)/10.5-8s-12/RH","PPF1 - side A","A","Y.22-11.A2","8s RO12/12","Sector 1"]
["67-6",67,6,6,"F",8,91,"ISE/A.F53.L62/RoT/Y.22-11.A2","O(S)/10.5-8s-12/RH","PPF1 - side A","A","Y.22-11.A2","8s RO12/12","Sector 1"]
["67-7",67,7,7,"F",8,91,"ISE/A.F53.L62/RoT/Y.22-11.A2","O(S)/10.5-8s-12/RH","PPF1 - side A","A","Y.22-11.A2","8s RO12/12","Sector 1"]
["67-8",67,8,8,"F",8,91,"ISE/A.F53.L62/RoT/Y.22-11.A2","O(S)/10.5-8s-12/RH","PPF1 - side A","A","Y.22-11.A2","8s RO12/12","Sector 1"]
["68-1",68,1,8,null,11,91,"ISE/A.F53.L62/RoT/Y.22-11.A2","O(S)/10.5-8s-12/RH","PPF1 - side A","A","Y.22-11.A2","8s RO12/12","Sector 1"]
["68-2",68,2,7,null,11,91,"ISE/A.F53.L62/RoT/Y.22-11.A2","O(S)/10.5-8s-12/RH","PPF1 - side A","A","Y.22-11.A2","8s RO12/12","Sector 1"]
["68-3",68,3,6,null,11,91,"ISE/A.F53.L62/RoT/Y.22-11.A2","O(S)/10.5-8s-12/RH","PPF1 - side A","A","Y.22-11.A2","8s RO12/12","Sector 1"]
["68-4",68,4,5,null,11,91,"ISE/A.F53.L62/RoT/Y.22-11.A2","O(S)/10.5-8s-12/RH","PPF1 - side A","A","Y.22-11.A2","8s RO12/12","Sector 1"]
["68-5",68,5,4,null,11,91,"ISE/A.F53.L62/RoT/Y.22-11.A2","O(S)/10.5-8s-12/RH","PPF1 - side A","A","Y.22-11.A2","8s RO12/12","Sector 1"]
["68-6",68,6,3,null,11,91,"ISE/A.F53.L62/RoT/Y.22-11.A2","O(S)/10.5-8s-12/RH","PPF1 - side A","A","Y.22-11.A2","8s RO12/12","Sector 1"]
["68-7",68,7,2,null,11,91,"ISE/A.F53.L62/RoT/Y.22-11.A2","O(S)/10.5-8s-12/RH","PPF1 - side A","A","Y.22-11.A2","8s RO12/12","Sector 1"]
["68-8",68,8,1,null,11,91,"ISE/A.F53.L62/RoT/Y.22-11.A2","O(S)/10.5-8s-12/RH","PPF1 - side A","A","Y.22-11.A2","8s RO12/12","Sector 1"]
["69-1",69,1,8,"F",14,91,"ISE/A.F53.L62/RoT/Y.22-11.A2","O(S)/10.5-8s-12/RH","PPF1 - side A","A","Y.22-11.A2","8s RO12/12","Sector 1"]
["69-2",69,2,6,"F",14,91,"ISE/A.F53.L62/RoT/Y.22-11.A2","O(S)/10.5-8s-12/RH","PPF1 - side A","A","Y.22-11.A2","8s RO12/12","Sector 1"]
["69-3",69,3,7,"F",14,91,"ISE/A.F53.L62/RoT/Y.22-11.A2","O(S)/10.5-8s-12/RH","PPF1 - side A","A","Y.22-11.A2","8s RO12/12","Sector 1"]
["69-4",69,4,1,"F",14,91,"ISE/A.F53.L62/RoT/Y.22-11.A2","O(S)/10.5-8s-12/RH","PPF1 - side A","A","Y.22-11.A2","8s RO12/12","Sector 1"]
["69-5",69,5,5,"F",14,91,"ISE/A.F53.L62/RoT/Y.22-11.A2","O(S)/10.5-8s-12/RH","PPF1 - side A","A","Y.22-11.A2","8s RO12/12","Sector 1"]
["69-6",69,6,3,"F",14,91,"ISE/A.F53.L62/RoT/Y.22-11.A2","O(S)/10.5-8s-12/RH","PPF1 - side A","A","Y.22-11.A2","8s RO12/12","Sector 1"]
["69-7",69,7,4,"F",14,91,"ISE/A.F53.L62/RoT/Y.22-11.A2","O(S)/10.5-8s-12/RH","PPF1 - side A","A","Y.22-11.A2","8s RO12/12","Sector 1"]
["69-8",69,8,2,"F",14,91,"ISE/A.F53.L62/RoT/Y.22-11.A2","O(S)/10.5-8s-12/RH","PPF1 - side A","A","Y.22-11.A2","8s RO12/12","Sector 1"]
["70-1",70,1,5,"F",23,91,"ISE/A.F53.L62/RoT/Y.22-11.A2","O(S)/10.5-6s-12/RH","PPF1 - side A","A","Y.22-11.A2","6s RO12/12","Sector 1"]
["70-2",70,2,6,"F",23,91,"ISE/A.F53.L62/RoT/Y.22-11.A2","O(S)/10.5-6s-12/RH","PPF1 - side A","A","Y.22-11.A2","6s RO12/12","Sector 1"]
["70-3",70,3,3,null,23,91,"ISE/A.F53.L62/RoT/Y.22-11.A2","O(S)/10.5-6s-12/RH","PPF1 - side A","A","Y.22-11.A2","6s RO12/12","Sector 1"]
["70-4",70,4,4,null,23,91,"ISE/A.F53.L62/RoT/Y.22-11.A2","O(S)/10.5-6s-12/RH","PPF1 - side A","A","Y.22-11.A2","6s RO12/12","Sector 1"]
["70-5",70,5,1,null,23,91,"ISE/A.F53.L62/RoT/Y.22-11.A2","O(S)/10.5-6s-12/RH","PPF1 - side A","A","Y.22-11.A2","6s RO12/12","Sector 1"]
["70-6",70,6,2,"F",23,91,"ISE/A.F53.L62/RoT/Y.22-11.A2","O(S)/10.5-6s-12/RH","PPF1 - side A","A","Y.22-11.A2","6s RO12/12","Sector 1"]
["71-1",71,1,6,null,20,91,"ISE/A.F53.L62/RoT/Y.22-11.A2","O(S)/10.5-6s-12/RH","PPF1 - side A","A","Y.22-11.A2","6s RO12/12","Sector 1"]
["71-2",71,2,5,null,20,91,"ISE/A.F53.L62/RoT/Y.22-11.A2","O(S)/10.5-6s-12/RH","PPF1 - side A","A","Y.22-11.A2","6s RO12/12","Sector 1"]
["71-3",71,3,4,null,20,91,"ISE/A.F53.L62/RoT/Y.22-11.A2","O(S)/10.5-6s-12/RH","PPF1 - side A","A","Y.22-11.A2","6s RO12/12","Sector 1"]
["71-4",71,4,3,null,20,91,"ISE/A.F53.L62/RoT/Y.22-11.A2","O(S)/10.5-6s-12/RH","PPF1 - side A","A","Y.22-11.A2","6s RO12/12","Sector 1"]
["71-5",71,5,2,null,20,91,"ISE/A.F53.L62/RoT/Y.22-11.A2","O(S)/10.5-6s-12/RH","PPF1 - side A","A","Y.22-11.A2","6s RO12/12","Sector 1"]
["71-6",71,6,1,null,20,91,"ISE/A.F53.L62/RoT/Y.22-11.A2","O(S)/10.5-6s-12/RH","PPF1 - side A","A","Y.22-11.A2","6s RO12/12","Sector 1"]
["72-1",72,1,6,null,17,91,"ISE/A.F53.L62/RoT/Y.22-11.A2","O(S)/10.5-6s-12/RH","PPF1 - side A","A","Y.22-11.A2","6s RO12/12","Sector 1"]
["72-2",72,2,5,null,17,91,"ISE/A.F53.L62/RoT/Y.22-11.A2","O(S)/10.5-6s-12/RH","PPF1 - side A","A","Y.22-11.A2","6s RO12/12","Sector 1"]
["72-3",72,3,4,null,17,91,"ISE/A.F53.L62/RoT/Y.22-11.A2","O(S)/10.5-6s-12/RH","PPF1 - side A","A","Y.22-11.A2","6s RO12/12","Sector 1"]
["72-4",72,4,3,null,17,91,"ISE/A.F53.L62/RoT/Y.22-11.A2","O(S)/10.5-6s-12/RH","PPF1 - side A","A","Y.22-11.A2","6s RO12/12","Sector 1"]
["72-5",72,5,2,null,17,91,"ISE/A.F53.L62/RoT/Y.22-11.A2","O(S)/10.5-6s-12/RH","PPF1 - side A","A","Y.22-11.A2","6s RO12/12","Sector 1"]
["72-6",72,6,1,null,17,91,"ISE/A.F53.L62/RoT/Y.22-11.A2","O(S)/10.5-6s-12/RH","PPF1 - side A","A","Y.22-11.A2","6s RO12/12","Sector 1"]
["73-1",73,1,1,"F",3,90.6,"ISE/C.F4.L2/RoT/Y.23-11.A2","O(S)/10.5-8s-12/RH","PPF1 - side C","C","Y.23-11.A2","8s RO12/12","Sector 1"]
["73-2",73,2,3,"F",3,90.6,"ISE/C.F4.L2/RoT/Y.23-11.A2","O(S)/10.5-8s-12/RH","PPF1 - side C","C","Y.23-11.A2","8s RO12/12","Sector 1"]
["73-3",73,3,4,"F",3,90.6,"ISE/C.F4.L2/RoT/Y.23-11.A2","O(S)/10.5-8s-12/RH","PPF1 - side C","C","Y.23-11.A2","8s RO12/12","Sector 1"]
["73-4",73,4,5,"F",3,90.6,"ISE/C.F4.L2/RoT/Y.23-11.A2","O(S)/10.5-8s-12/RH","PPF1 - side C","C","Y.23-11.A2","8s RO12/12","Sector 1"]
["73-5",73,5,2,"F",3,90.6,"ISE/C.F4.L2/RoT/Y.23-11.A2","O(S)/10.5-8s-12/RH","PPF1 - side C","C","Y.23-11.A2","8s RO12/12","Sector 1"]
["73-6",73,6,8,"F",3,90.6,"ISE/C.F4.L2/RoT/Y.23-11.A2","O(S)/10.5-8s-12/RH","PPF1 - side C","C","Y.23-11.A2","8s RO12/12","Sector 1"]
["73-7",73,7,7,"F",3,90.6,"ISE/C.F4.L2/RoT/Y.23-11.A2","O(S)/10.5-8s-12/RH","PPF1 - side C","C","Y.23-11.A2","8s RO12/12","Sector 1"]
["73-8",73,8,6,"F",3,90.6,"ISE/C.F4.L2/RoT/Y.23-11.A2","O(S)/10.5-8s-12/RH","PPF1 - side C","C","Y.23-11.A2","8s RO12/12","Sector 1"]
["74-1",74,1,4,"F",1,90.6,"ISE/C.F4.L2/RoT/Y.23-11.A2","O(S)/10.5-8s-12/RH","PPF1 - side C","C","Y.23-11.A2","8s RO12/12","Sector 1"]
["74-2",74,2,5,"F",1,90.6,"ISE/C.F4.L2/RoT/Y.23-11.A2","O(S)/10.5-8s-12/RH","PPF1 - side C","C","Y.23-11.A2","8s RO12/12","Sector 1"]
["74-3",74,3,6,"F",1,90.6,"ISE/C.F4.L2/RoT/Y.23-11.A2","O(S)/10.5-8s-12/RH","PPF1 - side C","C","Y.23-11.A2","8s RO12/12","Sector 1"]
["74-4",74,4,7,"F",1,90.6,"ISE/C.F4.L2/RoT/Y.23-11.A2","O(S)/10.5-8s-12/RH","PPF1 - side C","C","Y.23-11.A2","8s RO12/12","Sector 1"]
["74-5",74,5,8,"F",1,90.6,"ISE/C.F4.L2/RoT/Y.23-11.A2","O(S)/10.5-8s-12/RH","PPF1 - side C","C","Y.23-11.A2","8s RO12/12","Sector 1"]
["74-6",74,6,3,null,1,90.6,"ISE/C.F4.L2/RoT/Y.23-11.A2","O(S)/10.5-8s-12/RH","PPF1 - side C","C","Y.23-11.A2","8s RO12/12","Sector 1"]
["74-7",74,7,2,null,1,90.6,"ISE/C.F4.L2/RoT/Y.23-11.A2","O(S)/10.5-8s-12/RH","PPF1 - side C","C","Y.23-11.A2","8s RO12/12","Sector 1"]
["74-8",74,8,1,null,1,90.6,"ISE/C.F4.L2/RoT/Y.23-11.A2","O(S)/10.5-8s-12/RH","PPF1 - side C","C","Y.23-11.A2","8s RO12/12","Sector 1"]
["75-1",75,1,3,null,2,90.6,"ISE/C.F4.L2/RoT/Y.23-11.A2","O(S)/10.5-8s-12/RH","PPF1 - side C","C","Y.23-11.A2","8s RO12/12","Sector 1"]
["75-2",75,2,2,"F",2,90.6,"ISE/C.F4.L2/RoT/Y.23-11.A2","O(S)/10.5-8s-12/RH","PPF1 - side C","C","Y.23-11.A2","8s RO12/12","Sector 1"]
["75-3",75,3,8,"F",2,90.6,"ISE/C.F4.L2/RoT/Y.23-11.A2","O(S)/10.5-8s-12/RH","PPF1 - side C","C","Y.23-11.A2","8s RO12/12","Sector 1"]
["75-4",75,4,5,"F",2,90.6,"ISE/C.F4.L2/RoT/Y.23-11.A2","O(S)/10.5-8s-12/RH","PPF1 - side C","C","Y.23-11.A2","8s RO12/12","Sector 1"]
["75-5",75,5,4,"F",2,90.6,"ISE/C.F4.L2/RoT/Y.23-11.A2","O(S)/10.5-8s-12/RH","PPF1 - side C","C","Y.23-11.A2","8s RO12/12","Sector 1"]
["75-6",75,6,7,"F",2,90.6,"ISE/C.F4.L2/RoT/Y.23-11.A2","O(S)/10.5-8s-12/RH","PPF1 - side C","C","Y.23-11.A2","8s RO12/12","Sector 1"]
["75-7",75,7,1,"F",2,90.6,"ISE/C.F4.L2/RoT/Y.23-11.A2","O(S)/10.5-8s-12/RH","PPF1 - side C","C","Y.23-11.A2","8s RO12/12","Sector 1"]
["75-8",75,8,6,"F",2,90.6,"ISE/C.F4.L2/RoT/Y.23-11.A2","O(S)/10.5-8s-12/RH","PPF1 - side C","C","Y.23-11.A2","8s RO12/12","Sector 1"]
["76-1",76,1,8,null,4,90.6,"ISE/C.F4.L2/RoT/Y.23-11.A2","O(S)/10.5-8s-12/RH","PPF1 - side C","C","Y.23-11.A2","8s RO12/12","Sector 1"]
["76-2",76,2,3,null,4,90.6,"ISE/C.F4.L2/RoT/Y.23-11.A2","O(S)/10.5-8s-12/RH","PPF1 - side C","C","Y.23-11.A2","8s RO12/12","Sector 1"]
["76-3",76,3,2,null,4,90.6,"ISE/C.F4.L2/RoT/Y.23-11.A2","O(S)/10.5-8s-12/RH","PPF1 - side C","C","Y.23-11.A2","8s RO12/12","Sector 1"]
["76-4",76,4,4,"F",4,90.6,"ISE/C.F4.L2/RoT/Y.23-11.A2","O(S)/10.5-8s-12/RH","PPF1 - side C","C","Y.23-11.A2","8s RO12/12","Sector 1"]
["76-5",76,5,6,null,4,90.6,"ISE/C.F4.L2/RoT/Y.23-11.A2","O(S)/10.5-8s-12/RH","PPF1 - side C","C","Y.23-11.A2","8s RO12/12","Sector 1"]
["76-6",76,6,7,"F",4,90.6,"ISE/C.F4.L2/RoT/Y.23-11.A2","O(S)/10.5-8s-12/RH","PPF1 - side C","C","Y.23-11.A2","8s RO12/12","Sector 1"]
["76-7",76,7,1,"F",4,90.6,"ISE/C.F4.L2/RoT/Y.23-11.A2","O(S)/10.5-8s-12/RH","PPF1 - side C","C","Y.23-11.A2","8s RO12/12","Sector 1"]
["76-8",76,8,5,null,4,90.6,"ISE/C.F4.L2/RoT/Y.23-11.A2","O(S)/10.5-8s-12/RH","PPF1 - side C","C","Y.23-11.A2","8s RO12/12","Sector 1"]
["77-1",77,1,6,null,6,90.6,"ISE/C.F4.L2/RoT/Y.23-11.A2","O(S)/10.5-6s-12/RH","PPF1 - side C","C","Y.23-11.A2","6s RO12/12","Sector 1"]
["77-2",77,2,5,null,6,90.6,"ISE/C.F4.L2/RoT/Y.23-11.A2","O(S)/10.5-6s-12/RH","PPF1 - side C","C","Y.23-11.A2","6s RO12/12","Sector 1"]
["77-3",77,3,4,null,6,90.6,"ISE/C.F4.L2/RoT/Y.23-11.A2","O(S)/10.5-6s-12/RH","PPF1 - side C","C","Y.23-11.A2","6s RO12/12","Sector 1"]
["77-4",77,4,3,null,6,90.6,"ISE/C.F4.L2/RoT/Y.23-11.A2","O(S)/10.5-6s-12/RH","PPF1 - side C","C","Y.23-11.A2","6s RO12/12","Sector 1"]
["77-5",77,5,2,null,6,90.6,"ISE/C.F4.L2/RoT/Y.23-11.A2","O(S)/10.5-6s-12/RH","PPF1 - side C","C","Y.23-11.A2","6s RO12/12","Sector 1"]
["77-6",77,6,1,null,6,90.6,"ISE/C.F4.L2/RoT/Y.23-11.A2","O(S)/10.5-6s-12/RH","PPF1 - side C","C","Y.23-11.A2","6s RO12/12","Sector 1"]
["78-1",78,1,1,"F",5,90.6,"ISE/C.F4.L2/RoT/Y.23-11.A2","O(S)/10.5-6s-12/RH","PPF1 - side C","C","Y.23-11.A2","6s RO12/12","Sector 1"]
["78-2",78,2,6,null,5,90.6,"ISE/C.F4.L2/RoT/Y.23-11.A2","O(S)/10.5-6s-12/RH","PPF1 - side C","C","Y.23-11.A2","6s RO12/12","Sector 1"]
["78-3",78,3,2,"F",5,90.6,"ISE/C.F4.L2/RoT/Y.23-11.A2","O(S)/10.5-6s-12/RH","PPF1 - side C","C","Y.23-11.A2","6s RO12/12","Sector 1"]
["78-4",78,4,3,"F",5,90.6,"ISE/C.F4.L2/RoT/Y.23-11.A2","O(S)/10.5-6s-12/RH","PPF1 - side C","C","Y.23-11.A2","6s RO12/12","Sector 1"]
["78-5",78,5,4,"F",5,90.6,"ISE/C.F4.L2/RoT/Y.23-11.A2","O(S)/10.5-6s-12/RH","PPF1 - side C","C","Y.23-11.A2","6s RO12/12","Sector 1"]
["78-6",78,6,5,null,5,90.6,"ISE/C.F4.L2/RoT/Y.23-11.A2","O(S)/10.5-6s-12/RH","PPF1 - side C","C","Y.23-11.A2","6s RO12/12","Sector 1"]
["88-1",88,1,1,"F",26,85.4,"ISE/C.F12.L9/RoT/Y.23-11.A2","O(S)/10.5-8s-12/RH","PPF1 - side C","C","Y.23-11.A2","8s RO12/12","Sector 3"]
["88-2",88,2,3,"F",26,85.4,"ISE/C.F12.L9/RoT/Y.23-11.A2","O(S)/10.5-8s-12/RH","PPF1 - side C","C","Y.23-11.A2","8s RO12/12","Sector 3"]
["88-3",88,3,4,"F",26,85.4,"ISE/C.F12.L9/RoT/Y.23-11.A2","O(S)/10.5-8s-12/RH","PPF1 - side C","C","Y.23-11.A2","8s RO12/12","Sector 3"]
["88-4",88,4,5,"F",26,85.4,"ISE/C.F12.L9/RoT/Y.23-11.A2","O(S)/10.5-8s-12/RH","PPF1 - side C","C","Y.23-11.A2","8s RO12/12","Sector 3"]
["88-5",88,5,8,"F",26,85.4,"ISE/C.F12.L9/RoT/Y.23-11.A2","O(S)/10.5-8s-12/RH","PPF1 - side C","C","Y.23-11.A2","8s RO12/12","Sector 3"]
["88-6",88,6,2,"F",26,85.4,"ISE/C.F12.L9/RoT/Y.23-11.A2","O(S)/10.5-8s-12/RH","PPF1 - side C","C","Y.23-11.A2","8s RO12/12","Sector 3"]
["88-7",88,7,6,"F",26,85.4,"ISE/C.F12.L9/RoT/Y.23-11.A2","O(S)/10.5-8s-12/RH","PPF1 - side C","C","Y.23-11.A2","8s RO12/12","Sector 3"]
["88-8",88,8,7,"F",26,85.4,"ISE/C.F12.L9/RoT/Y.23-11.A2","O(S)/10.5-8s-12/RH","PPF1 - side C","C","Y.23-11.A2","8s RO12/12","Sector 3"]
["89-1",89,1,3,null,30,85.4,"ISE/C.F12.L9/RoT/Y.23-11.A2","O(S)/10.5-8s-12/RH","PPF1 - side C","C","Y.23-11.A2","8s RO12/12","Sector 3"]
["89-2",89,2,1,"F",30,85.4,"ISE/C.F12.L9/RoT/Y.23-11.A2","O(S)/10.5-8s-12/RH","PPF1 - side C","C","Y.23-11.A2","8s RO12/12","Sector 3"]
["89-3",89,3,2,"F",30,85.4,"ISE/C.F12.L9/RoT/Y.23-11.A2","O(S)/10.5-8s-12/RH","PPF1 - side C","C","Y.23-11.A2","8s RO12/12","Sector 3"]
["89-4",89,4,6,null,30,85.4,"ISE/C.F12.L9/RoT/Y.23-11.A2","O(S)/10.5-8s-12/RH","PPF1 - side C","C","Y.23-11.A2","8s RO12/12","Sector 3"]
["89-5",89,5,5,null,30,85.4,"ISE/C.F12.L9/RoT/Y.23-11.A2","O(S)/10.5-8s-12/RH","PPF1 - side C","C","Y.23-11.A2","8s RO12/12","Sector 3"]
["89-6",89,6,4,null,30,85.4,"ISE/C.F12.L9/RoT/Y.23-11.A2","O(S)/10.5-8s-12/RH","PPF1 - side C","C","Y.23-11.A2","8s RO12/12","Sector 3"]
["89-7",89,7,8,null,30,85.4,"ISE/C.F12.L9/RoT/Y.23-11.A2","O(S)/10.5-8s-12/RH","PPF1 - side C","C","Y.23-11.A2","8s RO12/12","Sector 3"]
["89-8",89,8,7,"F",30,85.4,"ISE/C.F12.L9/RoT/Y.23-11.A2","O(S)/10.5-8s-12/RH","PPF1 - side C","C","Y.23-11.A2","8s RO12/12","Sector 3"]
["90-1",90,1,1,"F",34,85.4,"ISE/C.F12.L9/RoT/Y.23-11.A2","O(S)/10.5-8s-12/RH","PPF1 - side C","C","Y.23-11.A2","8s RO12/12","Sector 3"]
["90-2",90,2,2,"F",34,85.4,"ISE/C.F12.L9/RoT/Y.23-11.A2","O(S)/10.5-8s-12/RH","PPF1 - side C","C","Y.23-11.A2","8s RO12/12","Sector 3"]
["90-3",90,3,3,"F",34,85.4,"ISE/C.F12.L9/RoT/Y.23-11.A2","O(S)/10.5-8s-12/RH","PPF1 - side C","C","Y.23-11.A2","8s RO12/12","Sector 3"]
["90-4",90,4,4,"F",34,85.4,"ISE/C.F12.L9/RoT/Y.23-11.A2","O(S)/10.5-8s-12/RH","PPF1 - side C","C","Y.23-11.A2","8s RO12/12","Sector 3"]
["90-5",90,5,5,"F",34,85.4,"ISE/C.F12.L9/RoT/Y.23-11.A2","O(S)/10.5-8s-12/RH","PPF1 - side C","C","Y.23-11.A2","8s RO12/12","Sector 3"]
["90-6",90,6,6,"F",34,85.4,"ISE/C.F12.L9/RoT/Y.23-11.A2","O(S)/10.5-8s-12/RH","PPF1 - side C","C","Y.23-11.A2","8s RO12/12","Sector 3"]
["90-7",90,7,7,"F",34,85.4,"ISE/C.F12.L9/RoT/Y.23-11.A2","O(S)/10.5-8s-12/RH","PPF1 - side C","C","Y.23-11.A2","8s RO12/12","Sector 3"]
["90-8",90,8,8,"F",34,85.4,"ISE/C.F12.L9/RoT/Y.23-11.A2","O(S)/10.5-8s-12/RH","PPF1 - side C","C","Y.23-11.A2","8s RO12/12","Sector 3"]
["91-1",91,1,1,"F",10,75.8,"ISE/C.F19.L23/RoT/Y.23-11.A2","O(S)/10.5-8s-12/RH","PPF1 - side C","C","Y.23-11.A2","8s RO12/12","Sector 7"]
["91-2",91,2,2,"F",10,75.8,"ISE/C.F19.L23/RoT/Y.23-11.A2","O(S)/10.5-8s-12/RH","PPF1 - side C","C","Y.23-11.A2","8s RO12/12","Sector 7"]
["91-3",91,3,3,"F",10,75.8,"ISE/C.F19.L23/RoT/Y.23-11.A2","O(S)/10.5-8s-12/RH","PPF1 - side C","C","Y.23-11.A2","8s RO12/12","Sector 7"]
["91-4",91,4,4,"F",10,75.8,"ISE/C.F19.L23/RoT/Y.23-11.A2","O(S)/10.5-8s-12/RH","PPF1 - side C","C","Y.23-11.A2","8s RO12/12","Sector 7"]
["91-5",91,5,5,"F",10,75.8,"ISE/C.F19.L23/RoT/Y.23-11.A2","O(S)/10.5-8s-12/RH","PPF1 - side C","C","Y.23-11.A2","8s RO12/12","Sector 7"]
["91-6",91,6,6,null,10,75.8,"ISE/C.F19.L23/RoT/Y.23-11.A2","O(S)/10.5-8s-12/RH","PPF1 - side C","C","Y.23-11.A2","8s RO12/12","Sector 7"]
["91-7",91,7,7,"F",10,75.8,"ISE/C.F19.L23/RoT/Y.23-11.A2","O(S)/10.5-8s-12/RH","PPF1 - side C","C","Y.23-11.A2","8s RO12/12","Sector 7"]
["91-8",91,8,8,"F",10,75.8,"ISE/C.F19.L23/RoT/Y.23-11.A2","O(S)/10.5-8s-12/RH","PPF1 - side C","C","Y.23-11.A2","8s RO12/12","Sector 7"]
["92-1",92,1,4,"F",13,75.8,"ISE/C.F19.L23/RoT/Y.23-11.A2","O(S)/10.5-8s-12/RH","PPF1 - side C","C","Y.23-11.A2","8s RO12/12","Sector 7"]
["92-2",92,2,1,"F",13,75.8,"ISE/C.F19.L23/RoT/Y.23-11.A2","O(S)/10.5-8s-12/RH","PPF1 - side C","C","Y.23-11.A2","8s RO12/12","Sector 7"]
["92-3",92,3,8,"F",13,75.8,"ISE/C.F19.L23/RoT/Y.23-11.A2","O(S)/10.5-8s-12/RH","PPF1 - side C","C","Y.23-11.A2","8s RO12/12","Sector 7"]
["92-4",92,4,6,"F",13,75.8,"ISE/C.F19.L23/RoT/Y.23-11.A2","O(S)/10.5-8s-12/RH","PPF1 - side C","C","Y.23-11.A2","8s RO12/12","Sector 7"]
["92-5",92,5,5,"F",13,75.8,"ISE/C.F19.L23/RoT/Y.23-11.A2","O(S)/10.5-8s-12/RH","PPF1 - side C","C","Y.23-11.A2","8s RO12/12","Sector 7"]
["92-6",92,6,2,null,13,75.8,"ISE/C.F19.L23/RoT/Y.23-11.A2","O(S)/10.5-8s-12/RH","PPF1 - side C","C","Y.23-11.A2","8s RO12/12","Sector 7"]
["92-7",92,7,3,null,13,75.8,"ISE/C.F19.L23/RoT/Y.23-11.A2","O(S)/10.5-8s-12/RH","PPF1 - side C","C","Y.23-11.A2","8s RO12/12","Sector 7"]
["92-8",92,8,7,null,13,75.8,"ISE/C.F19.L23/RoT/Y.23-11.A2","O(S)/10.5-8s-12/RH","PPF1 - side C","C","Y.23-11.A2","8s RO12/12","Sector 7"]
["93-1",93,1,8,null,7,75.8,"ISE/C.F19.L23/RoT/Y.23-11.A2","O(S)/10.5-8s-12/RH","PPF1 - side C","C","Y.23-11.A2","8s RO12/12","Sector 7"]
["93-2",93,2,7,null,7,75.8,"ISE/C.F19.L23/RoT/Y.23-11.A2","O(S)/10.5-8s-12/RH","PPF1 - side C","C","Y.23-11.A2","8s RO12/12","Sector 7"]
["93-3",93,3,6,null,7,75.8,"ISE/C.F19.L23/RoT/Y.23-11.A2","O(S)/10.5-8s-12/RH","PPF1 - side C","C","Y.23-11.A2","8s RO12/12","Sector 7"]
["93-4",93,4,5,null,7,75.8,"ISE/C.F19.L23/RoT/Y.23-11.A2","O(S)/10.5-8s-12/RH","PPF1 - side C","C","Y.23-11.A2","8s RO12/12","Sector 7"]
["93-5",93,5,4,null,7,75.8,"ISE/C.F19.L23/RoT/Y.23-11.A2","O(S)/10.5-8s-12/RH","PPF1 - side C","C","Y.23-11.A2","8s RO12/12","Sector 7"]
["93-6",93,6,3,null,7,75.8,"ISE/C.F19.L23/RoT/Y.23-11.A2","O(S)/10.5-8s-12/RH","PPF1 - side C","C","Y.23-11.A2","8s RO12/12","Sector 7"]
["93-7",93,7,1,null,7,75.8,"ISE/C.F19.L23/RoT/Y.23-11.A2","O(S)/10.5-8s-12/RH","PPF1 - side C","C","Y.23-11.A2","8s RO12/12","Sector 7"]
["93-8",93,8,2,null,7,75.8,"ISE/C.F19.L23/RoT/Y.23-11.A2","O(S)/10.5-8s-12/RH","PPF1 - side C","C","Y.23-11.A2","8s RO12/12","Sector 7"]
["94-1",94,1,1,"F",19,75.8,"ISE/C.F19.L23/RoT/Y.23-11.A2","O(S)/10.5-6s-12/RH","PPF1 - side C","C","Y.23-11.A2","6s RO12/12","Sector 7"]
["94-2",94,2,2,"F",19,75.8,"ISE/C.F19.L23/RoT/Y.23-11.A2","O(S)/10.5-6s-12/RH","PPF1 - side C","C","Y.23-11.A2","6s RO12/12","Sector 7"]
["94-3",94,3,3,"F",19,75.8,"ISE/C.F19.L23/RoT/Y.23-11.A2","O(S)/10.5-6s-12/RH","PPF1 - side C","C","Y.23-11.A2","6s RO12/12","Sector 7"]
["94-4",94,4,4,"F",19,75.8,"ISE/C.F19.L23/RoT/Y.23-11.A2","O(S)/10.5-6s-12/RH","PPF1 - side C","C","Y.23-11.A2","6s RO12/12","Sector 7"]
["94-5",94,5,5,"F",19,75.8,"ISE/C.F19.L23/RoT/Y.23-11.A2","O(S)/10.5-6s-12/RH","PPF1 - side C","C","Y.23-11.A2","6s RO12/12","Sector 7"]
["94-6",94,6,6,"F",19,75.8,"ISE/C.F19.L23/RoT/Y.23-11.A2","O(S)/10.5-6s-12/RH","PPF1 - side C","C","Y.23-11.A2","6s RO12/12","Sector 7"]
["95-1",95,1,1,"F",22,75.8,"ISE/C.F19.L23/RoT/Y.23-11.A2","O(S)/10.5-6s-12/RH","PPF1 - side C","C","Y.23-11.A2","6s RO12/12","Sector 7"]
["95-2",95,2,2,"F",22,75.8,"ISE/C.F19.L23/RoT/Y.23-11.A2","O(S)/10.5-6s-12/RH","PPF1 - side C","C","Y.23-11.A2","6s RO12/12","Sector 7"]
["95-3",95,3,3,"F",22,75.8,"ISE/C.F19.L23/RoT/Y.23-11.A2","O(S)/10.5-6s-12/RH","PPF1 - side C","C","Y.23-11.A2","6s RO12/12","Sector 7"]
["95-4",95,4,5,"F",22,75.8,"ISE/C.F19.L23/RoT/Y.23-11.A2","O(S)/10.5-6s-12/RH","PPF1 - side C","C","Y.23-11.A2","6s RO12/12","Sector 7"]
["95-5",95,5,4,"F",22,75.8,"ISE/C.F19.L23/RoT/Y.23-11.A2","O(S)/10.5-6s-12/RH","PPF1 - side C","C","Y.23-11.A2","6s RO12/12","Sector 7"]
["95-6",95,6,6,"F",22,75.8,"ISE/C.F19.L23/RoT/Y.23-11.A2","O(S)/10.5-6s-12/RH","PPF1 - side C","C","Y.23-11.A2","6s RO12/12","Sector 7"]
["96-1",96,1,6,null,16,75.8,"ISE/C.F19.L23/RoT/Y.23-11.A2","O(S)/10.5-6s-12/RH","PPF1 - side C","C","Y.23-11.A2","6s RO12/12","Sector 7"]
["96-2",96,2,5,null,16,75.8,"ISE/C.F19.L23/RoT/Y.23-11.A2","O(S)/10.5-6s-12/RH","PPF1 - side C","C","Y.23-11.A2","6s RO12/12","Sector 7"]
["96-3",96,3,4,null,16,75.8,"ISE/C.F19.L23/RoT/Y.23-11.A2","O(S)/10.5-6s-12/RH","PPF1 - side C","C","Y.23-11.A2","6s RO12/12","Sector 7"]
["96-4",96,4,3,null,16,75.8,"ISE/C.F19.L23/RoT/Y.23-11.A2","O(S)/10.5-6s-12/RH","PPF1 - side C","C","Y.23-11.A2","6s RO12/12","Sector 7"]
["96-5",96,5,2,null,16,75.8,"ISE/C.F19.L23/RoT/Y.23-11.A2","O(S)/10.5-6s-12/RH","PPF1 - side C","C","Y.23-11.A2","6s RO12/12","Sector 7"]
["96-6",96,6,1,null,16,75.8,"ISE/C.F19.L23/RoT/Y.23-11.A2","O(S)/10.5-6s-12/RH","PPF1 - side C","C","Y.23-11.A2","6s RO12/12","Sector 7"]

{"sheet":"New Raw-ECC","index":2,"n_rows":298,"n_cols":49,"rows_kept":298,"flags":["formulas_cached_only"]}
[null,null,"SCT EC-C: Fibre bundles after fixing the fibre order with kapton wrappings. (1st June 2007)"]
[{"$nulls":21},"ITEM_ID","JASON CABLE TYPE","RIBBON","LENGTH","STANDARDFIELD","USERFIELD","STARTPOINT_LOCATION","STARTPOINT_SIDE","ENDPOINT_LOCATION","CABLE_DESCRIPTION","CABLE_CHARACTERISTIC_1",{"$nulls":12},"Unique ID","RIBBON","CABLE","NEW RIBBON","Flipped"]
[null,null,"ITEM_ID","JASON CABLE TYPE","Ribbon 8 (high R)","Ribbon 7","Ribbon 6","Ribbon 5","Ribbon 4","Ribbon 3","Ribbon 2","Ribbon 1 (low R)","LENGTH","STANDARDFIELD","USERFIELD","STARTPOINT_LOCATION","STARTPOINT_SIDE","ENDPOINT_LOCATION","CABLE_DESCRIPTION","CABLE_CHARACTERISTIC_1",{"$nulls":3},"ribbon1",{"$nulls":20},"-"]
[null,null,2005073,3,"7F","8F","2F","5F","4F","3F","1F",6,90.6,"ISE/C.F4.L2/RoT/Y.23-11.A2","O(S)/10.5-8s-12/RH","PPF1 - side C","C","Y.23-11.A2","8s RO12/12","Sector 1",null,2005073,3,6,90.6,"ISE/C.F4.L2/RoT/Y.23-11.A2","O(S)/10.5-8s-12/RH","PPF1 - side C","C","Y.23-11.A2","8s RO12/12","Sector 1",0,2005073,3,6,90.6,"ISE/C.F4.L2/RoT/Y.23-11.A2","O(S)/10.5-8s-12/RH","PPF1 - side C","C","Y.23-11.A2","8s RO12/12","Sector 1","73-1",1,73,6]
[null,null,2005074,1,1,2,3,"8 F","7 F","6 F","5 F","4 F",90.6,"ISE/C.F4.L2/RoT/Y.23-11.A2","O(S)/10.5-8s-12/RH","PPF1 - side C","C","Y.23-11.A2","8s RO12/12","Sector 1",null,2005074,1,"4 F",90.6,"ISE/C.F4.L2/RoT/Y.23-11.A2","O(S)/10.5-8s-12/RH","PPF1 - side C","C","Y.23-11.A2","8s RO12/12","Sector 1",0,2005074,1,"4 F",90.6,"ISE/C.F4.L2/RoT/Y.23-11.A2","O(S)/10.5-8s-12/RH","PPF1 - side C","C","Y.23-11.A2","8s RO12/12","Sector 1","74-1",1,74,4,"F"]
[null,null,2005075,2,"6 F","1 F","7 F","4 F","5 F","8 F","2F",3,90.6,"ISE/C.F4.L2/RoT/Y.23-11.A2","O(S)/10.5-8s-12/RH","PPF1 - side C","C","Y.23-11.A2","8s RO12/12","Sector 1",null,2005075,2,3,90.6,"ISE/C.F4.L2/RoT/Y.23-11.A2","O(S)/10.5-8s-12/RH","PPF1 - side C","C","Y.23-11.A2","8s RO12/12","Sector 1",0,2005075,2,3,90.6,"ISE/C.F4.L2/RoT/Y.23-11.A2","O(S)/10.5-8s-12/RH","PPF1 - side C","C","Y.23-11.A2","8s RO12/12","Sector 1","75-1",1,75,3]
[null,null,2005076,4,5,"1 F","7 F",6,"4 F",2,3,8,90.6,"ISE/C.F4.L2/RoT/Y.23-11.A2","O(S)/10.5-8s-12/RH","PPF1 - side C","C","Y.23-11.A2","8s RO12/12","Sector 1",null,2005076,4,8,90.6,"ISE/C.F4.L2/RoT/Y.23-11.A2","O(S)/10.5-8s-12/RH","PPF1 - side C","C","Y.23-11.A2","8s RO12/12","Sector 1",0,2005076,4,8,90.6,"ISE/C.F4.L2/RoT/Y.23-11.A2","O(S)/10.5-8s-12/RH","PPF1 - side C","C","Y.23-11.A2","8s RO12/12","Sector 1","76-1",1,76,8]
[null,null,2005077,6,"xxx","xxx",1,2,4,5,3,6,90.6,"ISE/C.F4.L2/RoT/Y.23-11.A2","O(S)/10.5-6s-12/RH","PPF1 - side C","C","Y.23-11.A2","6s RO12/12","Sector 1",null,2005077,6,6,90.6,"ISE/C.F4.L2/RoT/Y.23-11.A2","O(S)/10.5-6s-12/RH","PPF1 - side C","C","Y.23-11.A2","6s RO12/12","Sector 1",0,2005077,6,6,90.6,"ISE/C.F4.L2/RoT/Y.23-11.A2","O(S)/10.5-6s-12/RH","PPF1 - side C","C","Y.23-11.A2","6s RO12/12","Sector 1","77-1",1,77,6]
[null,null,2005078,5,"xxx","xxx",5,1,"6F",2,3,4,90.6,"ISE/C.F4.L2/RoT/Y.23-11.A2","O(S)/10.5-6s-12/RH","PPF1 - side C","C","Y.23-11.A2","6s RO12/12","Sector 1",null,2005078,5,4,90.6,"ISE/C.F4.L2/RoT/Y.23-11.A2","O(S)/10.5-6s-12/RH","PPF1 - side C","C","Y.23-11.A2","6s RO12/12","Sector 1",0,2005078,5,4,90.6,"ISE/C.F4.L2/RoT/Y.23-11.A2","O(S)/10.5-6s-12/RH","PPF1 - side C","C","Y.23-11.A2","6s RO12/12","Sector 1","78-1",1,78,4]
[null,null,2005088,26,"7 F","6 F","2 F","8 F","5 F","4 F","3 F","1 F",85.4,"ISE/C.F12.L9/RoT/Y.23-11.A2","O(S)/10.5-8s-12/RH","PPF1 - side C","C","Y.23-11.A2","8s RO12/12","Sector 3",null,2005088,26,"1 F",85.4,"ISE/C.F12.L9/RoT/Y.23-11.A2","O(S)/10.5-8s-12/RH","PPF1 - side C","C","Y.23-11.A2","8s RO12/12","Sector 3",0,2005088,26,"1 F",85.4,"ISE/C.F12.L9/RoT/Y.23-11.A2","O(S)/10.5-8s-12/RH","PPF1 - side C","C","Y.23-11.A2","8s RO12/12","Sector 3","88-1",1,88,1,"F"]
[null,null,2005089,30,"7 F",8,4,5,6,"2 F","1 F",3,85.4,"ISE/C.F12.L9/RoT/Y.23-11.A2","O(S)/10.5-8s-12/RH","PPF1 - side C","C","Y.23-11.A2","8s RO12/12","Sector 3",null,2005089,30,3,85.4,"ISE/C.F12.L9/RoT/Y.23-11.A2","O(S)/10.5-8s-12/RH","PPF1 - side C","C","Y.23-11.A2","8s RO12/12","Sector 3",0,2005089,30,3,85.4,"ISE/C.F12.L9/RoT/Y.23-11.A2","O(S)/10.5-8s-12/RH","PPF1 - side C","C","Y.23-11.A2","8s RO12/12","Sector 3","89-1",1,89,3]
[null,null,2005090,34,"8 F","7 F","6 F","5 F","4 F","3 F","2 F","1 F",85.4,"ISE/C.F12.L9/RoT/Y.23-11.A2","O(S)/10.5-8s-12/RH","PPF1 - side C","C","Y.23-11.A2","8s RO12/12","Sector 3",null,2005090,34,"1 F",85.4,"ISE/C.F12.L9/RoT/Y.23-11.A2","O(S)/10.5-8s-12/RH","PPF1 - side C","C","Y.23-11.A2","8s RO12/12","Sector 3",0,2005090,34,"1 F",85.4,"ISE/C.F12.L9/RoT/Y.23-11.A2","O(S)/10.5-8s-12/RH","PPF1 - side C","C","Y.23-11.A2","8s RO12/12","Sector 3","90-1",1,90,1,"F"]
[null,null,2005091,10,1,2,3,4,5,"6F",7,8,75.8,"ISE/C.F19.L23/RoT/Y.23-11.A2","O(S)/10.5-8s-12/RH","PPF1 - side C","C","Y.23-11.A2","8s RO12/12","Sector 7",null,2005091,10,8,75.8,"ISE/C.F19.L23/RoT/Y.23-11.A2","O(S)/10.5-8s-12/RH","PPF1 - side C","C","Y.23-11.A2","8s RO12/12","Sector 7",0,2005091,10,8,75.8,"ISE/C.F19.L23/RoT/Y.23-11.A2","O(S)/10.5-8s-12/RH","PPF1 - side C","C","Y.23-11.A2","8s RO12/12","Sector 7","91-1",1,91,8]
[null,null,2005092,13,7,3,2,"5 F","6 F","8 F","1 F","4 F",75.8,"ISE/C.F19.L23/RoT/Y.23-11.A2","O(S)/10.5-8s-12/RH","PPF1 - side C","C","Y.23-11.A2","8s RO12/12","Sector 7",null,2005092,13,"4 F",75.8,"ISE/C.F19.L23/RoT/Y.23-11.A2","O(S)/10.5-8s-12/RH","PPF1 - side C","C","Y.23-11.A2","8s RO12/12","Sector 7",0,2005092,13,"4 F",75.8,"ISE/C.F19.L23/RoT/Y.23-11.A2","O(S)/10.5-8s-12/RH","PPF1 - side C","C","Y.23-11.A2","8s RO12/12","Sector 7","92-1",1,92,4,"F"]
[null,null,2005093,7,2,1,3,4,5,6,7,8,75.8,"ISE/C.F19.L23/RoT/Y.23-11.A2","O(S)/10.5-8s-12/RH","PPF1 - side C","C","Y.23-11.A2","8s RO12/12","Sector 7",null,2005093,7,8,75.8,"ISE/C.F19.L23/RoT/Y.23-11.A2","O(S)/10.5-8s-12/RH","PPF1 - side C","C","Y.23-11.A2","8s RO12/12","Sector 7",0,2005093,7,8,75.8,"ISE/C.F19.L23/RoT/Y.23-11.A2","O(S)/10.5-8s-12/RH","PPF1 - side C","C","Y.23-11.A2","8s RO12/12","Sector 7","93-1",1,93,8]
[null,null,2005094,19,"xxx","xxx",1,2,3,4,5,6,75.8,"ISE/C.F19.L23/RoT/Y.23-11.A2","O(S)/10.5-6s-12/RH","PPF1 - side C","C","Y.23-11.A2","6s RO12/12","Sector 7",null,2005094,19,6,75.8,"ISE/C.F19.L23/RoT/Y.23-11.A2","O(S)/10.5-6s-12/RH","PPF1 - side C","C","Y.23-11.A2","6s RO12/12","Sector 7",0,2005094,19,6,75.8,"ISE/C.F19.L23/RoT/Y.23-11.A2","O(S)/10.5-6s-12/RH","PPF1 - side C","C","Y.23-11.A2","6s RO12/12","Sector 7","94-1",1,94,6]
[null,null,2005095,22,"xxx","xxx",1,2,3,5,4,6,75.8,"ISE/C.F19.L23/RoT/Y.23-11.A2","O(S)/10.5-6s-12/RH","PPF1 - side C","C","Y.23-11.A2","6s RO12/12","Sector 7",null,2005095,22,6,75.8,"ISE/C.F19.L23/RoT/Y.23-11.A2","O(S)/10.5-6s-12/RH","PPF1 - side C","C","Y.23-11.A2","6s RO12/12","Sector 7",0,2005095,22,6,75.8,"ISE/C.F19.L23/RoT/Y.23-11.A2","O(S)/10.5-6s-12/RH","PPF1 - side C","C","Y.23-11.A2","6s RO12/12","Sector 7","95-1",1,95,6]
[null,null,2005096,16,"xxx","xxx","6F","5F","4F","3F","2F","1F",75.8,"ISE/C.F19.L23/RoT/Y.23-11.A2","O(S)/10.5-6s-12/RH","PPF1 - side C","C","Y.23-11.A2","6s RO12/12","Sector 7",null,2005096,16,"1F",75.8,"ISE/C.F19.L23/RoT/Y.23-11.A2","O(S)/10.5-6s-12/RH","PPF1 - side C","C","Y.23-11.A2","6s RO12/12","Sector 7",0,2005096,16,"1F",75.8,"ISE/C.F19.L23/RoT/Y.23-11.A2","O(S)/10.5-6s-12/RH","PPF1 - side C","C","Y.23-11.A2","6s RO12/12","Sector 7","96-1",1,96,1,"F"]
[null,null,2005106,29,1,2,3,4,5,6,7,8,68.8,"ISE/C.F27.L30/RoT/Y.23-11.A2","O(S)/10.5-8s-12/RH","PPF1 - side C","C","Y.23-11.A2","8s RO12/12","Sector 9",null,2005106,29,8,68.8,"ISE/C.F27.L30/RoT/Y.23-11.A2","O(S)/10.5-8s-12/RH","PPF1 - side C","C","Y.23-11.A2","8s RO12/12","Sector 9",0,2005106,29,8,68.8,"ISE/C.F27.L30/RoT/Y.23-11.A2","O(S)/10.5-8s-12/RH","PPF1 - side C","C","Y.23-11.A2","8s RO12/12","Sector 9","106-1",1,106,8]
[null,null,2005107,33,"8F",1,2,3,4,5,6,7,68.8,"ISE/C.F27.L30/RoT/Y.23-11.A2","O(S)/10.5-8s-12/RH","PPF1 - side C","C","Y.23-11.A2","8s RO12/12","Sector 9",null,2005107,33,7,68.8,"ISE/C.F27.L30/RoT/Y.23-11.A2","O(S)/10.5-8s-12/RH","PPF1 - side C","C","Y.23-11.A2","8s RO12/12","Sector 9",0,2005107,33,7,68.8,"ISE/C.F27.L30/RoT/Y.23-11.A2","O(S)/10.5-8s-12/RH","PPF1 - side C","C","Y.23-11.A2","8s RO12/12","Sector 9","107-1",1,107,7]
[null,null,2005108,25,1,2,7,8,3,4,5,6,68.8,"ISE/C.F27.L30/RoT/Y.23-11.A2","O(S)/10.5-8s-12/RH","PPF1 - side C","C","Y.23-11.A2","8s RO12/12","Sector 9",null,2005108,25,6,68.8,"ISE/C.F27.L30/RoT/Y.23-11.A2","O(S)/10.5-8s-12/RH","PPF1 - side C","C","Y.23-11.A2","8s RO12/12","Sector 9",0,2005108,25,6,68.8,"ISE/C.F27.L30/RoT/Y.23-11.A2","O(S)/10.5-8s-12/RH","PPF1 - side C","C","Y.23-11.A2","8s RO12/12","Sector 9","108-1",1,108,6]
[null,null,2005109,8,"8 F","7 F","6 F","5 F","4 F","3 F","2 F","1 F",69.1,"ISE/C.F32.L34/RoT/Y.23-11.A2","O(S)/10.5-8s-12/RH","PPF1 - side C","C","Y.23-11.A2","8s RO12/12","Sector 9",null,2005109,8,"1 F",69.1,"ISE/C.F32.L34/RoT/Y.23-11.A2","O(S)/10.5-8s-12/RH","PPF1 - side C","C","Y.23-11.A2","8s RO12/12","Sector 9",0,2005109,8,"1 F",69.1,"ISE/C.F32.L34/RoT/Y.23-11.A2","O(S)/10.5-8s-12/RH","PPF1 - side C","C","Y.23-11.A2","8s RO12/12","Sector 9","109-1",1,109,1,"F"]
[null,null,2005110,14,1,2,3,4,5,6,7,8,69.1,"ISE/C.F32.L34/RoT/Y.23-11.A2","O(S)/10.5-8s-12/RH","PPF1 - side C","C","Y.23-11.A2","8s RO12/12","Sector 9",null,2005110,14,8,69.1,"ISE/C.F32.L34/RoT/Y.23-11.A2","O(S)/10.5-8s-12/RH","PPF1 - side C","C","Y.23-11.A2","8s RO12/12","Sector 9",0,2005110,14,8,69.1,"ISE/C.F32.L34/RoT/Y.23-11.A2","O(S)/10.5-8s-12/RH","PPF1 - side C","C","Y.23-11.A2","8s RO12/12","Sector 9","110-1",1,110,8]
[null,null,2005111,11,"8 F","7 F","6 F","4 F","2 F","5 F","3 F","1 F",69.1,"ISE/C.F32.L34/RoT/Y.23-11.A2","O(S)/10.5-8s-12/RH","PPF1 - side C","C","Y.23-11.A2","8s RO12/12","Sector 9",null,2005111,11,"1 F",69.1,"ISE/C.F32.L34/RoT/Y.23-11.A2","O(S)/10.5-8s-12/RH","PPF1 - side C","C","Y.23-11.A2","8s RO12/12","Sector 9",0,2005111,11,"1 F",69.1,"ISE/C.F32.L34/RoT/Y.23-11.A2","O(S)/10.5-8s-12/RH","PPF1 - side C","C","Y.23-11.A2","8s RO12/12","Sector 9","111-1",1,111,1,"F"]
[null,null,2005112,23,"xxx","xxx","5 F","4 F","6 F","3 F","2 F","1 F",69.1,"ISE/C.F32.L34/RoT/Y.23-11.A2","O(S)/10.5-6s-12/RH","PPF1 - side C","C","Y.23-11.A2","6s RO12/12","Sector 9",null,2005112,23,"1 F",69.1,"ISE/C.F32.L34/RoT/Y.23-11.A2","O(S)/10.5-6s-12/RH","PPF1 - side C","C","Y.23-11.A2","6s RO12/12","Sector 9",0,2005112,23,"1 F",69.1,"ISE/C.F32.L34/RoT/Y.23-11.A2","O(S)/10.5-6s-12/RH","PPF1 - side C","C","Y.23-11.A2","6s RO12/12","Sector 9","112-1",1,112,1,"F"]
[null,null,2005113,20,"xxx","xxx","6 F","5 F","4 F","1 F","3 F","2 F",69.1,"ISE/C.F32.L34/RoT/Y.23-11.A2","O(S)/10.5-6s-12/RH","PPF1 - side C","C","Y.23-11.A2","6s RO12/12","Sector 9",null,2005113,20,"2 F",69.1,"ISE/C.F32.L34/RoT/Y.23-11.A2","O(S)/10.5-6s-12/RH","PPF1 - side C","C","Y.23-11.A2","6s RO12/12","Sector 9",0,2005113,20,"2 F",69.1,"ISE/C.F32.L34/RoT/Y.23-11.A2","O(S)/10.5-6s-12/RH","PPF1 - side C","C","Y.23-11.A2","6s RO12/12","Sector 9","113-1",1,113,2,"F"]
[null,null,2005114,17,"xxx","xxx","6 F","4 F","3 F","2 F","5 F","1 F",69.1,"ISE/C.F32.L34/RoT/Y.23-11.A2","O(S)/10.5-6s-12/RH","PPF1 - side C","C","Y.23-11.A2","6s RO12/12","Sector 9",null,2005114,17,"1 F",69.1,"ISE/C.F32.L34/RoT/Y.23-11.A2","O(S)/10.5-6s-12/RH","PPF1 - side C","C","Y.23-11.A2","6s RO12/12","Sector 9",0,2005114,17,"1 F",69.1,"ISE/C.F32.L34/RoT/Y.23-11.A2","O(S)/10.5-6s-12/RH","PPF1 - side C","C","Y.23-11.A2","6s RO12/12","Sector 9","114-1",1,114,1,"F"]
[null,null,2005124,31,"7F","6F","8F","1F","2F","5F","4F","3F",80.1,"ISE/C.F40.L43/RoT/Y.23-11.A2","O(S)/10.5-8s-12/RH","PPF1 - side C","C","Y.23-11.A2","8s RO12/12","Sector 11",null,2005124,31,"3F",80.1,"ISE/C.F40.L43/RoT/Y.23-11.A2","O(S)/10.5-8s-12/RH","PPF1 - side C","C","Y.23-11.A2","8s RO12/12","Sector 11",0,2005124,31,"3F",80.1,"ISE/C.F40.L43/RoT/Y.23-11.A2","O(S)/10.5-8s-12/RH","PPF1 - side C","C","Y.23-11.A2","8s RO12/12","Sector 11","124-1",1,124,3,"F"]
[null,null,2005125,35,4,7,1,5,6,8,3,"2 F",80.1,"ISE/C.F40.L43/RoT/Y.23-11.A2","O(S)/10.5-8s-12/RH","PPF1 - side C","C","Y.23-11.A2","8s RO12/12","Sector 11",null,2005125,35,"2 F",80.1,"ISE/C.F40.L43/RoT/Y.23-11.A2","O(S)/10.5-8s-12/RH","PPF1 - side C","C","Y.23-11.A2","8s RO12/12","Sector 11",0,2005125,35,"2 F",80.1,"ISE/C.F40.L43/RoT/Y.23-11.A2","O(S)/10.5-8s-12/RH","PPF1 - side C","C","Y.23-11.A2","8s RO12/12","Sector 11","125-1",1,125,2,"F"]
[null,null,2005126,27,7,2,"5 F","3 F","4 F","1 F","8 F","6 F",80.1,"ISE/C.F40.L43/RoT/Y.23-11.A2","O(S)/10.5-8s-12/RH","PPF1 - side C","C","Y.23-11.A2","8s RO12/12","Sector 11",null,2005126,27,"6 F",80.1,"ISE/C.F40.L43/RoT/Y.23-11.A2","O(S)/10.5-8s-12/RH","PPF1 - side C","C","Y.23-11.A2","8s RO12/12","Sector 11",0,2005126,27,"6 F",80.1,"ISE/C.F40.L43/RoT/Y.23-11.A2","O(S)/10.5-8s-12/RH","PPF1 - side C","C","Y.23-11.A2","8s RO12/12","Sector 11","126-1",1,126,6,"F"]
[null,null,2005127,12,4,1,3,5,7,6,8,2,88.3,"ISE/C.F47.L53/RoT/Y.23-11.A2","O(S)/10.5-8s-12/RH","PPF1 - side C","C","Y.23-11.A2","8s RO12/12","Sector 15",null,2005127,12,2,88.3,"ISE/C.F47.L53/RoT/Y.23-11.A2","O(S)/10.5-8s-12/RH","PPF1 - side C","C","Y.23-11.A2","8s RO12/12","Sector 15",0,2005127,12,2,88.3,"ISE/C.F47.L53/RoT/Y.23-11.A2","O(S)/10.5-8s-12/RH","PPF1 - side C","C","Y.23-11.A2","8s RO12/12","Sector 15","127-1",1,127,2]
[null,null,2005128,9,"8F","7F","6F","5F","4F","3F","2F","1F",88.3,"ISE/C.F47.L53/RoT/Y.23-11.A2","O(S)/10.5-8s-12/RH","PPF1 - side C","C","Y.23-11.A2","8s RO12/12","Sector 15",null,2005128,9,"1F",88.3,"ISE/C.F47.L53/RoT/Y.23-11.A2","O(S)/10.5-8s-12/RH","PPF1 - side C","C","Y.23-11.A2","8s RO12/12","Sector 15",0,2005128,9,"1F",88.3,"ISE/C.F47.L53/RoT/Y.23-11.A2","O(S)/10.5-8s-12/RH","PPF1 - side C","C","Y.23-11.A2","8s RO12/12","Sector 15","128-1",1,128,1,"F"]
[null,null,2005129,15,2,3,1,4,5,6,7,8,88.3,"ISE/C.F47.L53/RoT/Y.23-11.A2","O(S)/10.5-8s-12/RH","PPF1 - side C","C","Y.23-11.A2","8s RO12/12","Sector 15",null,2005129,15,8,88.3,"ISE/C.F47.L53/RoT/Y.23-11.A2","O(S)/10.5-8s-12/RH","PPF1 - side C","C","Y.23-11.A2","8s RO12/12","Sector 15",0,2005129,15,8,88.3,"ISE/C.F47.L53/RoT/Y.23-11.A2","O(S)/10.5-8s-12/RH","PPF1 - side C","C","Y.23-11.A2","8s RO12/12","Sector 15","129-1",1,129,8]
[null,null,2005130,21,"xxx","xxx","4 F","6 F","3 F","2 F","5 F","1 F",88.3,"ISE/C.F47.L53/RoT/Y.23-11.A2","O(S)/10.5-6s-12/RH","PPF1 - side C","C","Y.23-11.A2","6s RO12/12","Sector 15",null,2005130,21,"1 F",88.3,"ISE/C.F47.L53/RoT/Y.23-11.A2","O(S)/10.5-6s-12/RH","PPF1 - side C","C","Y.23-11.A2","6s RO12/12","Sector 15",0,2005130,21,"1 F",88.3,"ISE/C.F47.L53/RoT/Y.23-11.A2","O(S)/10.5-6s-12/RH","PPF1 - side C","C","Y.23-11.A2","6s RO12/12","Sector 15","130-1",1,130,1,"F"]
[null,null,2005131,24,"xxx","xxx",3,"5F",1,2,"4F",6,88.3,"ISE/C.F47.L53/RoT/Y.23-11.A2","O(S)/10.5-6s-12/RH","PPF1 - side C","C","Y.23-11.A2","6s RO12/12","Sector 15",null,2005131,24,6,88.3,"ISE/C.F47.L53/RoT/Y.23-11.A2","O(S)/10.5-6s-12/RH","PPF1 - side C","C","Y.23-11.A2","6s RO12/12","Sector 15",0,2005131,24,6,88.3,"ISE/C.F47.L53/RoT/Y.23-11.A2","O(S)/10.5-6s-12/RH","PPF1 - side C","C","Y.23-11.A2","6s RO12/12","Sector 15","131-1",1,131,6]
[null,null,2005132,18,"xxx","xxx",1,2,3,4,5,6,88.3,"ISE/C.F47.L53/RoT/Y.23-11.A2","O(S)/10.5-6s-12/RH","PPF1 - side C","C","Y.23-11.A2","6s RO12/12","Sector 15",null,2005132,18,6,88.3,"ISE/C.F47.L53/RoT/Y.23-11.A2","O(S)/10.5-6s-12/RH","PPF1 - side C","C","Y.23-11.A2","6s RO12/12","Sector 15",0,2005132,18,6,88.3,"ISE/C.F47.L53/RoT/Y.23-11.A2","O(S)/10.5-6s-12/RH","PPF1 - side C","C","Y.23-11.A2","6s RO12/12","Sector 15","132-1",1,132,6]
[null,null,2005142,28,"8 F","7 F","6 F","5 F","4 F","3 F","2 F","1 F",90.7,"ISE/C.F55.L62/RoT/Y.23-11.A2","O(S)/10.5-8s-12/RH","PPF1 - side C","C","Y.23-11.A2","8s RO12/12","Sector 1",null,2005142,28,"1 F",90.7,"ISE/C.F55.L62/RoT/Y.23-11.A2","O(S)/10.5-8s-12/RH","PPF1 - side C","C","Y.23-11.A2","8s RO12/12","Sector 1",0,2005142,28,"1 F",90.7,"ISE/C.F55.L62/RoT/Y.23-11.A2","O(S)/10.5-8s-12/RH","PPF1 - side C","C","Y.23-11.A2","8s RO12/12","Sector 1","142-1",1,142,1,"F"]
[null,null,2005143,36,"1 F","3F","5F","2F",8,"6F",4,7,90.7,"ISE/C.F55.L62/RoT/Y.23-11.A2","O(S)/10.5-8s-12/RH","PPF1 - side C","C","Y.23-11.A2","8s RO12/12","Sector 1",null,2005143,36,7,90.7,"ISE/C.F55.L62/RoT/Y.23-11.A2","O(S)/10.5-8s-12/RH","PPF1 - side C","C","Y.23-11.A2","8s RO12/12","Sector 1",0,2005143,36,7,90.7,"ISE/C.F55.L62/RoT/Y.23-11.A2","O(S)/10.5-8s-12/RH","PPF1 - side C","C","Y.23-11.A2","8s RO12/12","Sector 1","143-1",1,143,7]
[null,null,2005144,32,"8F","7F","6F","5F","4F","3F","2F","1F",90.7,"ISE/C.F55.L62/RoT/Y.23-11.A2","O(S)/10.5-8s-12/RH","PPF1 - side C","C","Y.23-11.A2","8s RO12/12","Sector 1",null,2005144,32,"1F",90.7,"ISE/C.F55.L62/RoT/Y.23-11.A2","O(S)/10.5-8s-12/RH","PPF1 - side C","C","Y.23-11.A2","8s RO12/12","Sector 1",0,2005144,32,"1F",90.7,"ISE/C.F55.L62/RoT/Y.23-11.A2","O(S)/10.5-8s-12/RH","PPF1 - side C","C","Y.23-11.A2","8s RO12/12","Sector 1","144-1",1,144,1,"F"]
[{"$nulls":22},0,"ribbon2",0,0,0,0,0,0,0,0,0,0,0,0,0,0,0,0,0,0,0,0,"-",null,null,{"$error":"#VALUE!"}]
[{"$nulls":21},2005073,3,"1F",{"v":90.6,"d":"91"},"ISE/C.F4.L2/RoT/Y.23-11.A2","O(S)/10.5-8s-12/RH","PPF1 - side C","C","Y.23-11.A2","8s RO12/12","Sector 1",0,2005073,3,6,{"v":90.6,"d":"91"},"ISE/C.F4.L2/RoT/Y.23-11.A2","O(S)/10.5-8s-12/RH","PPF1 - side C","C","Y.23-11.A2","8s RO12/12","Sector 1","73-2",2,73,1,"F"]
[{"$nulls":21},2005074,1,"5 F",{"v":90.6,"d":"91"},"ISE/C.F4.L2/RoT/Y.23-11.A2","O(S)/10.5-8s-12/RH","PPF1 - side C","C","Y.23-11.A2","8s RO12/12","Sector 1",0,2005074,1,"4 F",{"v":90.6,"d":"91"},"ISE/C.F4.L2/RoT/Y.23-11.A2","O(S)/10.5-8s-12/RH","PPF1 - side C","C","Y.23-11.A2","8s RO12/12","Sector 1","74-2",2,74,5,"F"]
[{"$nulls":21},2005075,2,"2F",{"v":90.6,"d":"91"},"ISE/C.F4.L2/RoT/Y.23-11.A2","O(S)/10.5-8s-12/RH","PPF1 - side C","C","Y.23-11.A2","8s RO12/12","Sector 1",0,2005075,2,3,{"v":90.6,"d":"91"},"ISE/C.F4.L2/RoT/Y.23-11.A2","O(S)/10.5-8s-12/RH","PPF1 - side C","C","Y.23-11.A2","8s RO12/12","Sector 1","75-2",2,75,2,"F"]
[{"$nulls":21},2005076,4,3,{"v":90.6,"d":"91"},"ISE/C.F4.L2/RoT/Y.23-11.A2","O(S)/10.5-8s-12/RH","PPF1 - side C","C","Y.23-11.A2","8s RO12/12","Sector 1",0,2005076,4,8,{"v":90.6,"d":"91"},"ISE/C.F4.L2/RoT/Y.23-11.A2","O(S)/10.5-8s-12/RH","PPF1 - side C","C","Y.23-11.A2","8s RO12/12","Sector 1","76-2",2,76,3]
[{"$nulls":21},2005077,6,3,{"v":90.6,"d":"91"},"ISE/C.F4.L2/RoT/Y.23-11.A2","O(S)/10.5-6s-12/RH","PPF1 - side C","C","Y.23-11.A2","6s RO12/12","Sector 1",0,2005077,6,6,{"v":90.6,"d":"91"},"ISE/C.F4.L2/RoT/Y.23-11.A2","O(S)/10.5-6s-12/RH","PPF1 - side C","C","Y.23-11.A2","6s RO12/12","Sector 1","77-2",2,77,3]
[{"$nulls":21},2005078,5,3,{"v":90.6,"d":"91"},"ISE/C.F4.L2/RoT/Y.23-11.A2","O(S)/10.5-6s-12/RH","PPF1 - side C","C","Y.23-11.A2","6s RO12/12","Sector 1",0,2005078,5,4,{"v":90.6,"d":"91"},"ISE/C.F4.L2/RoT/Y.23-11.A2","O(S)/10.5-6s-12/RH","PPF1 - side C","C","Y.23-11.A2","6s RO12/12","Sector 1","78-2",2,78,3]
[{"$nulls":21},2005088,26,"3 F",{"v":85.4,"d":"85"},"ISE/C.F12.L9/RoT/Y.23-11.A2","O(S)/10.5-8s-12/RH","PPF1 - side C","C","Y.23-11.A2","8s RO12/12","Sector 3",0,2005088,26,"1 F",{"v":85.4,"d":"85"},"ISE/C.F12.L9/RoT/Y.23-11.A2","O(S)/10.5-8s-12/RH","PPF1 - side C","C","Y.23-11.A2","8s RO12/12","Sector 3","88-2",2,88,3,"F"]
[{"$nulls":21},2005089,30,"1 F",{"v":85.4,"d":"85"},"ISE/C.F12.L9/RoT/Y.23-11.A2","O(S)/10.5-8s-12/RH","PPF1 - side C","C","Y.23-11.A2","8s RO12/12","Sector 3",0,2005089,30,3,{"v":85.4,"d":"85"},"ISE/C.F12.L9/RoT/Y.23-11.A2","O(S)/10.5-8s-12/RH","PPF1 - side C","C","Y.23-11.A2","8s RO12/12","Sector 3","89-2",2,89,1,"F"]
[{"$nulls":21},2005090,34,"2 F",{"v":85.4,"d":"85"},"ISE/C.F12.L9/RoT/Y.23-11.A2","O(S)/10.5-8s-12/RH","PPF1 - side C","C","Y.23-11.A2","8s RO12/12","Sector 3",0,2005090,34,"1 F",{"v":85.4,"d":"85"},"ISE/C.F12.L9/RoT/Y.23-11.A2","O(S)/10.5-8s-12/RH","PPF1 - side C","C","Y.23-11.A2","8s RO12/12","Sector 3","90-2",2,90,2,"F"]
[{"$nulls":21},2005091,10,7,{"v":75.8,"d":"76"},"ISE/C.F19.L23/RoT/Y.23-11.A2","O(S)/10.5-8s-12/RH","PPF1 - side C","C","Y.23-11.A2","8s RO12/12","Sector 7",0,2005091,10,8,{"v":75.8,"d":"76"},"ISE/C.F19.L23/RoT/Y.23-11.A2","O(S)/10.5-8s-12/RH","PPF1 - side C","C","Y.23-11.A2","8s RO12/12","Sector 7","91-2",2,91,7]
[{"$nulls":21},2005092,13,"1 F",{"v":75.8,"d":"76"},"ISE/C.F19.L23/RoT/Y.23-11.A2","O(S)/10.5-8s-12/RH","PPF1 - side C","C","Y.23-11.A2","8s RO12/12","Sector 7",0,2005092,13,"4 F",{"v":75.8,"d":"76"},"ISE/C.F19.L23/RoT/Y.23-11.A2","O(S)/10.5-8s-12/RH","PPF1 - side C","C","Y.23-11.A2","8s RO12/12","Sector 7","92-2",2,92,1,"F"]
[{"$nulls":21},2005093,7,7,{"v":75.8,"d":"76"},"ISE/C.F19.L23/RoT/Y.23-11.A2","O(S)/10.5-8s-12/RH","PPF1 - side C","C","Y.23-11.A2","8s RO12/12","Sector 7",0,2005093,7,8,{"v":75.8,"d":"76"},"ISE/C.F19.L23/RoT/Y.23-11.A2","O(S)/10.5-8s-12/RH","PPF1 - side C","C","Y.23-11.A2","8s RO12/12","Sector 7","93-2",2,93,7]
[{"$nulls":21},2005094,19,5,{"v":75.8,"d":"76"},"ISE/C.F19.L23/RoT/Y.23-11.A2","O(S)/10.5-6s-12/RH","PPF1 - side C","C","Y.23-11.A2","6s RO12/12","Sector 7",0,2005094,19,6,{"v":75.8,"d":"76"},"ISE/C.F19.L23/RoT/Y.23-11.A2","O(S)/10.5-6s-12/RH","PPF1 - side C","C","Y.23-11.A2","6s RO12/12","Sector 7","94-2",2,94,5]
[{"$nulls":21},2005095,22,4,{"v":75.8,"d":"76"},"ISE/C.F19.L23/RoT/Y.23-11.A2","O(S)/10.5-6s-12/RH","PPF1 - side C","C","Y.23-11.A2","6s RO12/12","Sector 7",0,2005095,22,6,{"v":75.8,"d":"76"},"ISE/C.F19.L23/RoT/Y.23-11.A2","O(S)/10.5-6s-12/RH","PPF1 - side C","C","Y.23-11.A2","6s RO12/12","Sector 7","95-2",2,95,4]
[{"$nulls":21},2005096,16,"2F",{"v":75.8,"d":"76"},"ISE/C.F19.L23/RoT/Y.23-11.A2","O(S)/10.5-6s-12/RH","PPF1 - side C","C","Y.23-11.A2","6s RO12/12","Sector 7",0,2005096,16,"1F",{"v":75.8,"d":"76"},"ISE/C.F19.L23/RoT/Y.23-11.A2","O(S)/10.5-6s-12/RH","PPF1 - side C","C","Y.23-11.A2","6s RO12/12","Sector 7","96-2",2,96,2,"F"]
[{"$nulls":21},2005106,29,7,{"v":68.8,"d":"69"},"ISE/C.F27.L30/RoT/Y.23-11.A2","O(S)/10.5-8s-12/RH","PPF1 - side C","C","Y.23-11.A2","8s RO12/12","Sector 9",0,2005106,29,8,{"v":68.8,"d":"69"},"ISE/C.F27.L30/RoT/Y.23-11.A2","O(S)/10.5-8s-12/RH","PPF1 - side C","C","Y.23-11.A2","8s RO12/12","Sector 9","106-2",2,106,7]
[{"$nulls":21},2005107,33,6,{"v":68.8,"d":"69"},"ISE/C.F27.L30/RoT/Y.23-11.A2","O(S)/10.5-8s-12/RH","PPF1 - side C","C","Y.23-11.A2","8s RO12/12","Sector 9",0,2005107,33,7,{"v":68.8,"d":"69"},"ISE/C.F27.L30/RoT/Y.23-11.A2","O(S)/10.5-8s-12/RH","PPF1 - side C","C","Y.23-11.A2","8s RO12/12","Sector 9","107-2",2,107,6]
[{"$nulls":21},2005108,25,5,{"v":68.8,"d":"69"},"ISE/C.F27.L30/RoT/Y.23-11.A2","O(S)/10.5-8s-12/RH","PPF1 - side C","C","Y.23-11.A2","8s RO12/12","Sector 9",0,2005108,25,6,{"v":68.8,"d":"69"},"ISE/C.F27.L30/RoT/Y.23-11.A2","O(S)/10.5-8s-12/RH","PPF1 - side C","C","Y.23-11.A2","8s RO12/12","Sector 9","108-2",2,108,5]
[{"$nulls":21},2005109,8,"2 F",{"v":69.1,"d":"69"},"ISE/C.F32.L34/RoT/Y.23-11.A2","O(S)/10.5-8s-12/RH","PPF1 - side C","C","Y.23-11.A2","8s RO12/12","Sector 9",0,2005109,8,"1 F",{"v":69.1,"d":"69"},"ISE/C.F32.L34/RoT/Y.23-11.A2","O(S)/10.5-8s-12/RH","PPF1 - side C","C","Y.23-11.A2","8s RO12/12","Sector 9","109-2",2,109,2,"F"]
[{"$nulls":21},2005110,14,7,{"v":69.1,"d":"69"},"ISE/C.F32.L34/RoT/Y.23-11.A2","O(S)/10.5-8s-12/RH","PPF1 - side C","C","Y.23-11.A2","8s RO12/12","Sector 9",0,2005110,14,8,{"v":69.1,"d":"69"},"ISE/C.F32.L34/RoT/Y.23-11.A2","O(S)/10.5-8s-12/RH","PPF1 - side C","C","Y.23-11.A2","8s RO12/12","Sector 9","110-2",2,110,7]
[{"$nulls":21},2005111,11,"3 F",{"v":69.1,"d":"69"},"ISE/C.F32.L34/RoT/Y.23-11.A2","O(S)/10.5-8s-12/RH","PPF1 - side C","C","Y.23-11.A2","8s RO12/12","Sector 9",0,2005111,11,"1 F",{"v":69.1,"d":"69"},"ISE/C.F32.L34/RoT/Y.23-11.A2","O(S)/10.5-8s-12/RH","PPF1 - side C","C","Y.23-11.A2","8s RO12/12","Sector 9","111-2",2,111,3,"F"]
[{"$nulls":21},2005112,23,"2 F",{"v":69.1,"d":"69"},"ISE/C.F32.L34/RoT/Y.23-11.A2","O(S)/10.5-6s-12/RH","PPF1 - side C","C","Y.23-11.A2","6s RO12/12","Sector 9",0,2005112,23,"1 F",{"v":69.1,"d":"69"},"ISE/C.F32.L34/RoT/Y.23-11.A2","O(S)/10.5-6s-12/RH","PPF1 - side C","C","Y.23-11.A2","6s RO12/12","Sector 9","112-2",2,112,2,"F"]
[{"$nulls":21},2005113,20,"3 F",{"v":69.1,"d":"69"},"ISE/C.F32.L34/RoT/Y.23-11.A2","O(S)/10.5-6s-12/RH","PPF1 - side C","C","Y.23-11.A2","6s RO12/12","Sector 9",0,2005113,20,"2 F",{"v":69.1,"d":"69"},"ISE/C.F32.L34/RoT/Y.23-11.A2","O(S)/10.5-6s-12/RH","PPF1 - side C","C","Y.23-11.A2","6s RO12/12","Sector 9","113-2",2,113,3,"F"]
[{"$nulls":21},2005114,17,"5 F",{"v":69.1,"d":"69"},"ISE/C.F32.L34/RoT/Y.23-11.A2","O(S)/10.5-6s-12/RH","PPF1 - side C","C","Y.23-11.A2","6s RO12/12","Sector 9",0,2005114,17,"1 F",{"v":69.1,"d":"69"},"ISE/C.F32.L34/RoT/Y.23-11.A2","O(S)/10.5-6s-12/RH","PPF1 - side C","C","Y.23-11.A2","6s RO12/12","Sector 9","114-2",2,114,5,"F"]
[{"$nulls":21},2005124,31,"4F",{"v":80.1,"d":"80"},"ISE/C.F40.L43/RoT/Y.23-11.A2","O(S)/10.5-8s-12/RH","PPF1 - side C","C","Y.23-11.A2","8s RO12/12","Sector 11",0,2005124,31,"3F",{"v":80.1,"d":"80"},"ISE/C.F40.L43/RoT/Y.23-11.A2","O(S)/10.5-8s-12/RH","PPF1 - side C","C","Y.23-11.A2","8s RO12/12","Sector 11","124-2",2,124,4,"F"]
[{"$nulls":21},2005125,35,3,{"v":80.1,"d":"80"},"ISE/C.F40.L43/RoT/Y.23-11.A2","O(S)/10.5-8s-12/RH","PPF1 - side C","C","Y.23-11.A2","8s RO12/12","Sector 11",0,2005125,35,"2 F",{"v":80.1,"d":"80"},"ISE/C.F40.L43/RoT/Y.23-11.A2","O(S)/10.5-8s-12/RH","PPF1 - side C","C","Y.23-11.A2","8s RO12/12","Sector 11","125-2",2,125,3]
[{"$nulls":21},2005126,27,"8 F",{"v":80.1,"d":"80"},"ISE/C.F40.L43/RoT/Y.23-11.A2","O(S)/10.5-8s-12/RH","PPF1 - side C","C","Y.23-11.A2","8s RO12/12","Sector 11",0,2005126,27,"6 F",{"v":80.1,"d":"80"},"ISE/C.F40.L43/RoT/Y.23-11.A2","O(S)/10.5-8s-12/RH","PPF1 - side C","C","Y.23-11.A2","8s RO12/12","Sector 11","126-2",2,126,8,"F"]
[{"$nulls":21},2005127,12,8,{"v":88.3,"d":"88"},"ISE/C.F47.L53/RoT/Y.23-11.A2","O(S)/10.5-8s-12/RH","PPF1 - side C","C","Y.23-11.A2","8s RO12/12","Sector 15",0,2005127,12,2,{"v":88.3,"d":"88"},"ISE/C.F47.L53/RoT/Y.23-11.A2","O(S)/10.5-8s-12/RH","PPF1 - side C","C","Y.23-11.A2","8s RO12/12","Sector 15","127-2",2,127,8]
[{"$nulls":21},2005128,9,"2F",{"v":88.3,"d":"88"},"ISE/C.F47.L53/RoT/Y.23-11.A2","O(S)/10.5-8s-12/RH","PPF1 - side C","C","Y.23-11.A2","8s RO12/12","Sector 15",0,2005128,9,"1F",{"v":88.3,"d":"88"},"ISE/C.F47.L53/RoT/Y.23-11.A2","O(S)/10.5-8s-12/RH","PPF1 - side C","C","Y.23-11.A2","8s RO12/12","Sector 15","128-2",2,128,2,"F"]
[{"$nulls":21},2005129,15,7,{"v":88.3,"d":"88"},"ISE/C.F47.L53/RoT/Y.23-11.A2","O(S)/10.5-8s-12/RH","PPF1 - side C","C","Y.23-11.A2","8s RO12/12","Sector 15",0,2005129,15,8,{"v":88.3,"d":"88"},"ISE/C.F47.L53/RoT/Y.23-11.A2","O(S)/10.5-8s-12/RH","PPF1 - side C","C","Y.23-11.A2","8s RO12/12","Sector 15","129-2",2,129,7]
[{"$nulls":21},2005130,21,"5 F",{"v":88.3,"d":"88"},"ISE/C.F47.L53/RoT/Y.23-11.A2","O(S)/10.5-6s-12/RH","PPF1 - side C","C","Y.23-11.A2","6s RO12/12","Sector 15",0,2005130,21,"1 F",{"v":88.3,"d":"88"},"ISE/C.F47.L53/RoT/Y.23-11.A2","O(S)/10.5-6s-12/RH","PPF1 - side C","C","Y.23-11.A2","6s RO12/12","Sector 15","130-2",2,130,5,"F"]
[{"$nulls":21},2005131,24,"4F",{"v":88.3,"d":"88"},"ISE/C.F47.L53/RoT/Y.23-11.A2","O(S)/10.5-6s-12/RH","PPF1 - side C","C","Y.23-11.A2","6s RO12/12","Sector 15",0,2005131,24,6,{"v":88.3,"d":"88"},"ISE/C.F47.L53/RoT/Y.23-11.A2","O(S)/10.5-6s-12/RH","PPF1 - side C","C","Y.23-11.A2","6s RO12/12","Sector 15","131-2",2,131,4,"F"]
[{"$nulls":21},2005132,18,5,{"v":88.3,"d":"88"},"ISE/C.F47.L53/RoT/Y.23-11.A2","O(S)/10.5-6s-12/RH","PPF1 - side C","C","Y.23-11.A2","6s RO12/12","Sector 15",0,2005132,18,6,{"v":88.3,"d":"88"},"ISE/C.F47.L53/RoT/Y.23-11.A2","O(S)/10.5-6s-12/RH","PPF1 - side C","C","Y.23-11.A2","6s RO12/12","Sector 15","132-2",2,132,5]
[{"$nulls":21},2005142,28,"2 F",{"v":90.7,"d":"91"},"ISE/C.F55.L62/RoT/Y.23-11.A2","O(S)/10.5-8s-12/RH","PPF1 - side C","C","Y.23-11.A2","8s RO12/12","Sector 1",0,2005142,28,"1 F",{"v":90.7,"d":"91"},"ISE/C.F55.L62/RoT/Y.23-11.A2","O(S)/10.5-8s-12/RH","PPF1 - side C","C","Y.23-11.A2","8s RO12/12","Sector 1","142-2",2,142,2,"F"]
[{"$nulls":21},2005143,36,4,{"v":90.7,"d":"91"},"ISE/C.F55.L62/RoT/Y.23-11.A2","O(S)/10.5-8s-12/RH","PPF1 - side C","C","Y.23-11.A2","8s RO12/12","Sector 1",0,2005143,36,7,{"v":90.7,"d":"91"},"ISE/C.F55.L62/RoT/Y.23-11.A2","O(S)/10.5-8s-12/RH","PPF1 - side C","C","Y.23-11.A2","8s RO12/12","Sector 1","143-2",2,143,4]
[{"$nulls":21},2005144,32,"2F",{"v":90.7,"d":"91"},"ISE/C.F55.L62/RoT/Y.23-11.A2","O(S)/10.5-8s-12/RH","PPF1 - side C","C","Y.23-11.A2","8s RO12/12","Sector 1",0,2005144,32,"1F",{"v":90.7,"d":"91"},"ISE/C.F55.L62/RoT/Y.23-11.A2","O(S)/10.5-8s-12/RH","PPF1 - side C","C","Y.23-11.A2","8s RO12/12","Sector 1","144-2",2,144,2,"F"]
[{"$nulls":22},0,"ribbon3",0,0,0,0,0,0,0,0,0,0,0,0,0,0,0,0,0,0,0,0,"-",null,null,{"$error":"#VALUE!"}]
[{"$nulls":21},2005073,3,"3F",{"v":90.6,"d":"91"},"ISE/C.F4.L2/RoT/Y.23-11.A2","O(S)/10.5-8s-12/RH","PPF1 - side C","C","Y.23-11.A2","8s RO12/12","Sector 1",0,2005073,3,6,{"v":90.6,"d":"91"},"ISE/C.F4.L2/RoT/Y.23-11.A2","O(S)/10.5-8s-12/RH","PPF1 - side C","C","Y.23-11.A2","8s RO12/12","Sector 1","73-3",3,73,3,"F"]
[{"$nulls":21},2005074,1,"6 F",{"v":90.6,"d":"91"},"ISE/C.F4.L2/RoT/Y.23-11.A2","O(S)/10.5-8s-12/RH","PPF1 - side C","C","Y.23-11.A2","8s RO12/12","Sector 1",0,2005074,1,"4 F",{"v":90.6,"d":"91"},"ISE/C.F4.L2/RoT/Y.23-11.A2","O(S)/10.5-8s-12/RH","PPF1 - side C","C","Y.23-11.A2","8s RO12/12","Sector 1","74-3",3,74,6,"F"]
[{"$nulls":21},2005075,2,"8 F",{"v":90.6,"d":"91"},"ISE/C.F4.L2/RoT/Y.23-11.A2","O(S)/10.5-8s-12/RH","PPF1 - side C","C","Y.23-11.A2","8s RO12/12","Sector 1",0,2005075,2,3,{"v":90.6,"d":"91"},"ISE/C.F4.L2/RoT/Y.23-11.A2","O(S)/10.5-8s-12/RH","PPF1 - side C","C","Y.23-11.A2","8s RO12/12","Sector 1","75-3",3,75,8,"F"]
[{"$nulls":21},2005076,4,2,{"v":90.6,"d":"91"},"ISE/C.F4.L2/RoT/Y.23-11.A2","O(S)/10.5-8s-12/RH","PPF1 - side C","C","Y.23-11.A2","8s RO12/12","Sector 1",0,2005076,4,8,{"v":90.6,"d":"91"},"ISE/C.F4.L2/RoT/Y.23-11.A2","O(S)/10.5-8s-12/RH","PPF1 - side C","C","Y.23-11.A2","8s RO12/12","Sector 1","76-3",3,76,2]
[{"$nulls":21},2005077,6,5,{"v":90.6,"d":"91"},"ISE/C.F4.L2/RoT/Y.23-11.A2","O(S)/10.5-6s-12/RH","PPF1 - side C","C","Y.23-11.A2","6s RO12/12","Sector 1",0,2005077,6,6,{"v":90.6,"d":"91"},"ISE/C.F4.L2/RoT/Y.23-11.A2","O(S)/10.5-6s-12/RH","PPF1 - side C","C","Y.23-11.A2","6s RO12/12","Sector 1","77-3",3,77,5]
[{"$nulls":21},2005078,5,2,{"v":90.6,"d":"91"},"ISE/C.F4.L2/RoT/Y.23-11.A2","O(S)/10.5-6s-12/RH","PPF1 - side C","C","Y.23-11.A2","6s RO12/12","Sector 1",0,2005078,5,4,{"v":90.6,"d":"91"},"ISE/C.F4.L2/RoT/Y.23-11.A2","O(S)/10.5-6s-12/RH","PPF1 - side C","C","Y.23-11.A2","6s RO12/12","Sector 1","78-3",3,78,2]
[{"$nulls":21},2005088,26,"4 F",{"v":85.4,"d":"85"},"ISE/C.F12.L9/RoT/Y.23-11.A2","O(S)/10.5-8s-12/RH","PPF1 - side C","C","Y.23-11.A2","8s RO12/12","Sector 3",0,2005088,26,"1 F",{"v":85.4,"d":"85"},"ISE/C.F12.L9/RoT/Y.23-11.A2","O(S)/10.5-8s-12/RH","PPF1 - side C","C","Y.23-11.A2","8s RO12/12","Sector 3","88-3",3,88,4,"F"]
[{"$nulls":21},2005089,30,"2 F",{"v":85.4,"d":"85"},"ISE/C.F12.L9/RoT/Y.23-11.A2","O(S)/10.5-8s-12/RH","PPF1 - side C","C","Y.23-11.A2","8s RO12/12","Sector 3",0,2005089,30,3,{"v":85.4,"d":"85"},"ISE/C.F12.L9/RoT/Y.23-11.A2","O(S)/10.5-8s-12/RH","PPF1 - side C","C","Y.23-11.A2","8s RO12/12","Sector 3","89-3",3,89,2,"F"]
[{"$nulls":21},2005090,34,"3 F",{"v":85.4,"d":"85"},"ISE/C.F12.L9/RoT/Y.23-11.A2","O(S)/10.5-8s-12/RH","PPF1 - side C","C","Y.23-11.A2","8s RO12/12","Sector 3",0,2005090,34,"1 F",{"v":85.4,"d":"85"},"ISE/C.F12.L9/RoT/Y.23-11.A2","O(S)/10.5-8s-12/RH","PPF1 - side C","C","Y.23-11.A2","8s RO12/12","Sector 3","90-3",3,90,3,"F"]
[{"$nulls":21},2005091,10,"6F",{"v":75.8,"d":"76"},"ISE/C.F19.L23/RoT/Y.23-11.A2","O(S)/10.5-8s-12/RH","PPF1 - side C","C","Y.23-11.A2","8s RO12/12","Sector 7",0,2005091,10,8,{"v":75.8,"d":"76"},"ISE/C.F19.L23/RoT/Y.23-11.A2","O(S)/10.5-8s-12/RH","PPF1 - side C","C","Y.23-11.A2","8s RO12/12","Sector 7","91-3",3,91,6,"F"]
[{"$nulls":21},2005092,13,"8 F",{"v":75.8,"d":"76"},"ISE/C.F19.L23/RoT/Y.23-11.A2","O(S)/10.5-8s-12/RH","PPF1 - side C","C","Y.23-11.A2","8s RO12/12","Sector 7",0,2005092,13,"4 F",{"v":75.8,"d":"76"},"ISE/C.F19.L23/RoT/Y.23-11.A2","O(S)/10.5-8s-12/RH","PPF1 - side C","C","Y.23-11.A2","8s RO12/12","Sector 7","92-3",3,92,8,"F"]
[{"$nulls":21},2005093,7,6,{"v":75.8,"d":"76"},"ISE/C.F19.L23/RoT/Y.23-11.A2","O(S)/10.5-8s-12/RH","PPF1 - side C","C","Y.23-11.A2","8s RO12/12","Sector 7",0,2005093,7,8,{"v":75.8,"d":"76"},"ISE/C.F19.L23/RoT/Y.23-11.A2","O(S)/10.5-8s-12/RH","PPF1 - side C","C","Y.23-11.A2","8s RO12/12","Sector 7","93-3",3,93,6]
[{"$nulls":21},2005094,19,4,{"v":75.8,"d":"76"},"ISE/C.F19.L23/RoT/Y.23-11.A2","O(S)/10.5-6s-12/RH","PPF1 - side C","C","Y.23-11.A2","6s RO12/12","Sector 7",0,2005094,19,6,{"v":75.8,"d":"76"},"ISE/C.F19.L23/RoT/Y.23-11.A2","O(S)/10.5-6s-12/RH","PPF1 - side C","C","Y.23-11.A2","6s RO12/12","Sector 7","94-3",3,94,4]
[{"$nulls":21},2005095,22,5,{"v":75.8,"d":"76"},"ISE/C.F19.L23/RoT/Y.23-11.A2","O(S)/10.5-6s-12/RH","PPF1 - side C","C","Y.23-11.A2","6s RO12/12","Sector 7",0,2005095,22,6,{"v":75.8,"d":"76"},"ISE/C.F19.L23/RoT/Y.23-11.A2","O(S)/10.5-6s-12/RH","PPF1 - side C","C","Y.23-11.A2","6s RO12/12","Sector 7","95-3",3,95,5]
[{"$nulls":21},2005096,16,"3F",{"v":75.8,"d":"76"},"ISE/C.F19.L23/RoT/Y.23-11.A2","O(S)/10.5-6s-12/RH","PPF1 - side C","C","Y.23-11.A2","6s RO12/12","Sector 7",0,2005096,16,"1F",{"v":75.8,"d":"76"},"ISE/C.F19.L23/RoT/Y.23-11.A2","O(S)/10.5-6s-12/RH","PPF1 - side C","C","Y.23-11.A2","6s RO12/12","Sector 7","96-3",3,96,3,"F"]
[{"$nulls":21},2005106,29,6,{"v":68.8,"d":"69"},"ISE/C.F27.L30/RoT/Y.23-11.A2","O(S)/10.5-8s-12/RH","PPF1 - side C","C","Y.23-11.A2","8s RO12/12","Sector 9",0,2005106,29,8,{"v":68.8,"d":"69"},"ISE/C.F27.L30/RoT/Y.23-11.A2","O(S)/10.5-8s-12/RH","PPF1 - side C","C","Y.23-11.A2","8s RO12/12","Sector 9","106-3",3,106,6]
[{"$nulls":21},2005107,33,5,{"v":68.8,"d":"69"},"ISE/C.F27.L30/RoT/Y.23-11.A2","O(S)/10.5-8s-12/RH","PPF1 - side C","C","Y.23-11.A2","8s RO12/12","Sector 9",0,2005107,33,7,{"v":68.8,"d":"69"},"ISE/C.F27.L30/RoT/Y.23-11.A2","O(S)/10.5-8s-12/RH","PPF1 - side C","C","Y.23-11.A2","8s RO12/12","Sector 9","107-3",3,107,5]
[{"$nulls":21},2005108,25,4,{"v":68.8,"d":"69"},"ISE/C.F27.L30/RoT/Y.23-11.A2","O(S)/10.5-8s-12/RH","PPF1 - side C","C","Y.23-11.A2","8s RO12/12","Sector 9",0,2005108,25,6,{"v":68.8,"d":"69"},"ISE/C.F27.L30/RoT/Y.23-11.A2","O(S)/10.5-8s-12/RH","PPF1 - side C","C","Y.23-11.A2","8s RO12/12","Sector 9","108-3",3,108,4]
[{"$nulls":21},2005109,8,"3 F",{"v":69.1,"d":"69"},"ISE/C.F32.L34/RoT/Y.23-11.A2","O(S)/10.5-8s-12/RH","PPF1 - side C","C","Y.23-11.A2","8s RO12/12","Sector 9",0,2005109,8,"1 F",{"v":69.1,"d":"69"},"ISE/C.F32.L34/RoT/Y.23-11.A2","O(S)/10.5-8s-12/RH","PPF1 - side C","C","Y.23-11.A2","8s RO12/12","Sector 9","109-3",3,109,3,"F"]
[{"$nulls":21},2005110,14,6,{"v":69.1,"d":"69"},"ISE/C.F32.L34/RoT/Y.23-11.A2","O(S)/10.5-8s-12/RH","PPF1 - side C","C","Y.23-11.A2","8s RO12/12","Sector 9",0,2005110,14,8,{"v":69.1,"d":"69"},"ISE/C.F32.L34/RoT/Y.23-11.A2","O(S)/10.5-8s-12/RH","PPF1 - side C","C","Y.23-11.A2","8s RO12/12","Sector 9","110-3",3,110,6]
[{"$nulls":21},2005111,11,"5 F",{"v":69.1,"d":"69"},"ISE/C.F32.L34/RoT/Y.23-11.A2","O(S)/10.5-8s-12/RH","PPF1 - side C","C","Y.23-11.A2","8s RO12/12","Sector 9",0,2005111,11,"1 F",{"v":69.1,"d":"69"},"ISE/C.F32.L34/RoT/Y.23-11.A2","O(S)/10.5-8s-12/RH","PPF1 - side C","C","Y.23-11.A2","8s RO12/12","Sector 9","111-3",3,111,5,"F"]
[{"$nulls":21},2005112,23,"3 F",{"v":69.1,"d":"69"},"ISE/C.F32.L34/RoT/Y.23-11.A2","O(S)/10.5-6s-12/RH","PPF1 - side C","C","Y.23-11.A2","6s RO12/12","Sector 9",0,2005112,23,"1 F",{"v":69.1,"d":"69"},"ISE/C.F32.L34/RoT/Y.23-11.A2","O(S)/10.5-6s-12/RH","PPF1 - side C","C","Y.23-11.A2","6s RO12/12","Sector 9","112-3",3,112,3,"F"]
[{"$nulls":21},2005113,20,"1 F",{"v":69.1,"d":"69"},"ISE/C.F32.L34/RoT/Y.23-11.A2","O(S)/10.5-6s-12/RH","PPF1 - side C","C","Y.23-11.A2","6s RO12/12","Sector 9",0,2005113,20,"2 F",{"v":69.1,"d":"69"},"ISE/C.F32.L34/RoT/Y.23-11.A2","O(S)/10.5-6s-12/RH","PPF1 - side C","C","Y.23-11.A2","6s RO12/12","Sector 9","113-3",3,113,1,"F"]
[{"$nulls":21},2005114,17,"2 F",{"v":69.1,"d":"69"},"ISE/C.F32.L34/RoT/Y.23-11.A2","O(S)/10.5-6s-12/RH","PPF1 - side C","C","Y.23-11.A2","6s RO12/12","Sector 9",0,2005114,17,"1 F",{"v":69.1,"d":"69"},"ISE/C.F32.L34/RoT/Y.23-11.A2","O(S)/10.5-6s-12/RH","PPF1 - side C","C","Y.23-11.A2","6s RO12/12","Sector 9","114-3",3,114,2,"F"]
[{"$nulls":21},2005124,31,"5F",{"v":80.1,"d":"80"},"ISE/C.F40.L43/RoT/Y.23-11.A2","O(S)/10.5-8s-12/RH","PPF1 - side C","C","Y.23-11.A2","8s RO12/12","Sector 11",0,2005124,31,"3F",{"v":80.1,"d":"80"},"ISE/C.F40.L43/RoT/Y.23-11.A2","O(S)/10.5-8s-12/RH","PPF1 - side C","C","Y.23-11.A2","8s RO12/12","Sector 11","124-3",3,124,5,"F"]
[{"$nulls":21},2005125,35,8,{"v":80.1,"d":"80"},"ISE/C.F40.L43/RoT/Y.23-11.A2","O(S)/10.5-8s-12/RH","PPF1 - side C","C","Y.23-11.A2","8s RO12/12","Sector 11",0,2005125,35,"2 F",{"v":80.1,"d":"80"},"ISE/C.F40.L43/RoT/Y.23-11.A2","O(S)/10.5-8s-12/RH","PPF1 - side C","C","Y.23-11.A2","8s RO12/12","Sector 11","125-3",3,125,8]
[{"$nulls":21},2005126,27,"1 F",{"v":80.1,"d":"80"},"ISE/C.F40.L43/RoT/Y.23-11.A2","O(S)/10.5-8s-12/RH","PPF1 - side C","C","Y.23-11.A2","8s RO12/12","Sector 11",0,2005126,27,"6 F",{"v":80.1,"d":"80"},"ISE/C.F40.L43/RoT/Y.23-11.A2","O(S)/10.5-8s-12/RH","PPF1 - side C","C","Y.23-11.A2","8s RO12/12","Sector 11","126-3",3,126,1,"F"]
[{"$nulls":21},2005127,12,6,{"v":88.3,"d":"88"},"ISE/C.F47.L53/RoT/Y.23-11.A2","O(S)/10.5-8s-12/RH","PPF1 - side C","C","Y.23-11.A2","8s RO12/12","Sector 15",0,2005127,12,2,{"v":88.3,"d":"88"},"ISE/C.F47.L53/RoT/Y.23-11.A2","O(S)/10.5-8s-12/RH","PPF1 - side C","C","Y.23-11.A2","8s RO12/12","Sector 15","127-3",3,127,6]
[{"$nulls":21},2005128,9,"3F",{"v":88.3,"d":"88"},"ISE/C.F47.L53/RoT/Y.23-11.A2","O(S)/10.5-8s-12/RH","PPF1 - side C","C","Y.23-11.A2","8s RO12/12","Sector 15",0,2005128,9,"1F",{"v":88.3,"d":"88"},"ISE/C.F47.L53/RoT/Y.23-11.A2","O(S)/10.5-8s-12/RH","PPF1 - side C","C","Y.23-11.A2","8s RO12/12","Sector 15","128-3",3,128,3,"F"]
[{"$nulls":21},2005129,15,6,{"v":88.3,"d":"88"},"ISE/C.F47.L53/RoT/Y.23-11.A2","O(S)/10.5-8s-12/RH","PPF1 - side C","C","Y.23-11.A2","8s RO12/12","Sector 15",0,2005129,15,8,{"v":88.3,"d":"88"},"ISE/C.F47.L53/RoT/Y.23-11.A2","O(S)/10.5-8s-12/RH","PPF1 - side C","C","Y.23-11.A2","8s RO12/12","Sector 15","129-3",3,129,6]
[{"$nulls":21},2005130,21,"2 F",{"v":88.3,"d":"88"},"ISE/C.F47.L53/RoT/Y.23-11.A2","O(S)/10.5-6s-12/RH","PPF1 - side C","C","Y.23-11.A2","6s RO12/12","Sector 15",0,2005130,21,"1 F",{"v":88.3,"d":"88"},"ISE/C.F47.L53/RoT/Y.23-11.A2","O(S)/10.5-6s-12/RH","PPF1 - side C","C","Y.23-11.A2","6s RO12/12","Sector 15","130-3",3,130,2,"F"]
[{"$nulls":21},2005131,24,2,{"v":88.3,"d":"88"},"ISE/C.F47.L53/RoT/Y.23-11.A2","O(S)/10.5-6s-12/RH","PPF1 - side C","C","Y.23-11.A2","6s RO12/12","Sector 15",0,2005131,24,6,{"v":88.3,"d":"88"},"ISE/C.F47.L53/RoT/Y.23-11.A2","O(S)/10.5-6s-12/RH","PPF1 - side C","C","Y.23-11.A2","6s RO12/12","Sector 15","131-3",3,131,2]
[{"$nulls":21},2005132,18,4,{"v":88.3,"d":"88"},"ISE/C.F47.L53/RoT/Y.23-11.A2","O(S)/10.5-6s-12/RH","PPF1 - side C","C","Y.23-11.A2","6s RO12/12","Sector 15",0,2005132,18,6,{"v":88.3,"d":"88"},"ISE/C.F47.L53/RoT/Y.23-11.A2","O(S)/10.5-6s-12/RH","PPF1 - side C","C","Y.23-11.A2","6s RO12/12","Sector 15","132-3",3,132,4]
[{"$nulls":21},2005142,28,"3 F",{"v":90.7,"d":"91"},"ISE/C.F55.L62/RoT/Y.23-11.A2","O(S)/10.5-8s-12/RH","PPF1 - side C","C","Y.23-11.A2","8s RO12/12","Sector 1",0,2005142,28,"1 F",{"v":90.7,"d":"91"},"ISE/C.F55.L62/RoT/Y.23-11.A2","O(S)/10.5-8s-12/RH","PPF1 - side C","C","Y.23-11.A2","8s RO12/12","Sector 1","142-3",3,142,3,"F"]
[{"$nulls":21},2005143,36,"6F",{"v":90.7,"d":"91"},"ISE/C.F55.L62/RoT/Y.23-11.A2","O(S)/10.5-8s-12/RH","PPF1 - side C","C","Y.23-11.A2","8s RO12/12","Sector 1",0,2005143,36,7,{"v":90.7,"d":"91"},"ISE/C.F55.L62/RoT/Y.23-11.A2","O(S)/10.5-8s-12/RH","PPF1 - side C","C","Y.23-11.A2","8s RO12/12","Sector 1","143-3",3,143,6,"F"]
[{"$nulls":21},2005144,32,"3F",{"v":90.7,"d":"91"},"ISE/C.F55.L62/RoT/Y.23-11.A2","O(S)/10.5-8s-12/RH","PPF1 - side C","C","Y.23-11.A2","8s RO12/12","Sector 1",0,2005144,32,"1F",{"v":90.7,"d":"91"},"ISE/C.F55.L62/RoT/Y.23-11.A2","O(S)/10.5-8s-12/RH","PPF1 - side C","C","Y.23-11.A2","8s RO12/12","Sector 1","144-3",3,144,3,"F"]
[{"$nulls":22},0,"ribbon4",0,0,0,0,0,0,0,0,0,0,0,0,0,0,0,0,0,0,0,0,"-",null,null,{"$error":"#VALUE!"}]
[{"$nulls":21},2005073,3,"4F",{"v":90.6,"d":"91"},"ISE/C.F4.L2/RoT/Y.23-11.A2","O(S)/10.5-8s-12/RH","PPF1 - side C","C","Y.23-11.A2","8s RO12/12","Sector 1",0,2005073,3,6,{"v":90.6,"d":"91"},"ISE/C.F4.L2/RoT/Y.23-11.A2","O(S)/10.5-8s-12/RH","PPF1 - side C","C","Y.23-11.A2","8s RO12/12","Sector 1","73-4",4,73,4,"F"]
[{"$nulls":21},2005074,1,"7 F",{"v":90.6,"d":"91"},"ISE/C.F4.L2/RoT/Y.23-11.A2","O(S)/10.5-8s-12/RH","PPF1 - side C","C","Y.23-11.A2","8s RO12/12","Sector 1",0,2005074,1,"4 F",{"v":90.6,"d":"91"},"ISE/C.F4.L2/RoT/Y.23-11.A2","O(S)/10.5-8s-12/RH","PPF1 - side C","C","Y.23-11.A2","8s RO12/12","Sector 1","74-4",4,74,7,"F"]
[{"$nulls":21},2005075,2,"5 F",{"v":90.6,"d":"91"},"ISE/C.F4.L2/RoT/Y.23-11.A2","O(S)/10.5-8s-12/RH","PPF1 - side C","C","Y.23-11.A2","8s RO12/12","Sector 1",0,2005075,2,3,{"v":90.6,"d":"91"},"ISE/C.F4.L2/RoT/Y.23-11.A2","O(S)/10.5-8s-12/RH","PPF1 - side C","C","Y.23-11.A2","8s RO12/12","Sector 1","75-4",4,75,5,"F"]
[{"$nulls":21},2005076,4,"4 F",{"v":90.6,"d":"91"},"ISE/C.F4.L2/RoT/Y.23-11.A2","O(S)/10.5-8s-12/RH","PPF1 - side C","C","Y.23-11.A2","8s RO12/12","Sector 1",0,2005076,4,8,{"v":90.6,"d":"91"},"ISE/C.F4.L2/RoT/Y.23-11.A2","O(S)/10.5-8s-12/RH","PPF1 - side C","C","Y.23-11.A2","8s RO12/12","Sector 1","76-4",4,76,4,"F"]
[{"$nulls":21},2005077,6,4,{"v":90.6,"d":"91"},"ISE/C.F4.L2/RoT/Y.23-11.A2","O(S)/10.5-6s-12/RH","PPF1 - side C","C","Y.23-11.A2","6s RO12/12","Sector 1",0,2005077,6,6,{"v":90.6,"d":"91"},"ISE/C.F4.L2/RoT/Y.23-11.A2","O(S)/10.5-6s-12/RH","PPF1 - side C","C","Y.23-11.A2","6s RO12/12","Sector 1","77-4",4,77,4]
[{"$nulls":21},2005078,5,"6F",{"v":90.6,"d":"91"},"ISE/C.F4.L2/RoT/Y.23-11.A2","O(S)/10.5-6s-12/RH","PPF1 - side C","C","Y.23-11.A2","6s RO12/12","Sector 1",0,2005078,5,4,{"v":90.6,"d":"91"},"ISE/C.F4.L2/RoT/Y.23-11.A2","O(S)/10.5-6s-12/RH","PPF1 - side C","C","Y.23-11.A2","6s RO12/12","Sector 1","78-4",4,78,6,"F"]
[{"$nulls":21},2005088,26,"5 F",{"v":85.4,"d":"85"},"ISE/C.F12.L9/RoT/Y.23-11.A2","O(S)/10.5-8s-12/RH","PPF1 - side C","C","Y.23-11.A2","8s RO12/12","Sector 3",0,2005088,26,"1 F",{"v":85.4,"d":"85"},"ISE/C.F12.L9/RoT/Y.23-11.A2","O(S)/10.5-8s-12/RH","PPF1 - side C","C","Y.23-11.A2","8s RO12/12","Sector 3","88-4",4,88,5,"F"]
[{"$nulls":21},2005089,30,6,{"v":85.4,"d":"85"},"ISE/C.F12.L9/RoT/Y.23-11.A2","O(S)/10.5-8s-12/RH","PPF1 - side C","C","Y.23-11.A2","8s RO12/12","Sector 3",0,2005089,30,3,{"v":85.4,"d":"85"},"ISE/C.F12.L9/RoT/Y.23-11.A2","O(S)/10.5-8s-12/RH","PPF1 - side C","C","Y.23-11.A2","8s RO12/12","Sector 3","89-4",4,89,6]
[{"$nulls":21},2005090,34,"4 F",{"v":85.4,"d":"85"},"ISE/C.F12.L9/RoT/Y.23-11.A2","O(S)/10.5-8s-12/RH","PPF1 - side C","C","Y.23-11.A2","8s RO12/12","Sector 3",0,2005090,34,"1 F",{"v":85.4,"d":"85"},"ISE/C.F12.L9/RoT/Y.23-11.A2","O(S)/10.5-8s-12/RH","PPF1 - side C","C","Y.23-11.A2","8s RO12/12","Sector 3","90-4",4,90,4,"F"]
[{"$nulls":21},2005091,10,5,{"v":75.8,"d":"76"},"ISE/C.F19.L23/RoT/Y.23-11.A2","O(S)/10.5-8s-12/RH","PPF1 - side C","C","Y.23-11.A2","8s RO12/12","Sector 7",0,2005091,10,8,{"v":75.8,"d":"76"},"ISE/C.F19.L23/RoT/Y.23-11.A2","O(S)/10.5-8s-12/RH","PPF1 - side C","C","Y.23-11.A2","8s RO12/12","Sector 7","91-4",4,91,5]
[{"$nulls":21},2005092,13,"6 F",{"v":75.8,"d":"76"},"ISE/C.F19.L23/RoT/Y.23-11.A2","O(S)/10.5-8s-12/RH","PPF1 - side C","C","Y.23-11.A2","8s RO12/12","Sector 7",0,2005092,13,"4 F",{"v":75.8,"d":"76"},"ISE/C.F19.L23/RoT/Y.23-11.A2","O(S)/10.5-8s-12/RH","PPF1 - side C","C","Y.23-11.A2","8s RO12/12","Sector 7","92-4",4,92,6,"F"]
[{"$nulls":21},2005093,7,5,{"v":75.8,"d":"76"},"ISE/C.F19.L23/RoT/Y.23-11.A2","O(S)/10.5-8s-12/RH","PPF1 - side C","C","Y.23-11.A2","8s RO12/12","Sector 7",0,2005093,7,8,{"v":75.8,"d":"76"},"ISE/C.F19.L23/RoT/Y.23-11.A2","O(S)/10.5-8s-12/RH","PPF1 - side C","C","Y.23-11.A2","8s RO12/12","Sector 7","93-4",4,93,5]
[{"$nulls":21},2005094,19,3,{"v":75.8,"d":"76"},"ISE/C.F19.L23/RoT/Y.23-11.A2","O(S)/10.5-6s-12/RH","PPF1 - side C","C","Y.23-11.A2","6s RO12/12","Sector 7",0,2005094,19,6,{"v":75.8,"d":"76"},"ISE/C.F19.L23/RoT/Y.23-11.A2","O(S)/10.5-6s-12/RH","PPF1 - side C","C","Y.23-11.A2","6s RO12/12","Sector 7","94-4",4,94,3]
[{"$nulls":21},2005095,22,3,{"v":75.8,"d":"76"},"ISE/C.F19.L23/RoT/Y.23-11.A2","O(S)/10.5-6s-12/RH","PPF1 - side C","C","Y.23-11.A2","6s RO12/12","Sector 7",0,2005095,22,6,{"v":75.8,"d":"76"},"ISE/C.F19.L23/RoT/Y.23-11.A2","O(S)/10.5-6s-12/RH","PPF1 - side C","C","Y.23-11.A2","6s RO12/12","Sector 7","95-4",4,95,3]
[{"$nulls":21},2005096,16,"4F",{"v":75.8,"d":"76"},"ISE/C.F19.L23/RoT/Y.23-11.A2","O(S)/10.5-6s-12/RH","PPF1 - side C","C","Y.23-11.A2","6s RO12/12","Sector 7",0,2005096,16,"1F",{"v":75.8,"d":"76"},"ISE/C.F19.L23/RoT/Y.23-11.A2","O(S)/10.5-6s-12/RH","PPF1 - side C","C","Y.23-11.A2","6s RO12/12","Sector 7","96-4",4,96,4,"F"]
[{"$nulls":21},2005106,29,5,{"v":68.8,"d":"69"},"ISE/C.F27.L30/RoT/Y.23-11.A2","O(S)/10.5-8s-12/RH","PPF1 - side C","C","Y.23-11.A2","8s RO12/12","Sector 9",0,2005106,29,8,{"v":68.8,"d":"69"},"ISE/C.F27.L30/RoT/Y.23-11.A2","O(S)/10.5-8s-12/RH","PPF1 - side C","C","Y.23-11.A2","8s RO12/12","Sector 9","106-4",4,106,5]
[{"$nulls":21},2005107,33,4,{"v":68.8,"d":"69"},"ISE/C.F27.L30/RoT/Y.23-11.A2","O(S)/10.5-8s-12/RH","PPF1 - side C","C","Y.23-11.A2","8s RO12/12","Sector 9",0,2005107,33,7,{"v":68.8,"d":"69"},"ISE/C.F27.L30/RoT/Y.23-11.A2","O(S)/10.5-8s-12/RH","PPF1 - side C","C","Y.23-11.A2","8s RO12/12","Sector 9","107-4",4,107,4]
[{"$nulls":21},2005108,25,3,{"v":68.8,"d":"69"},"ISE/C.F27.L30/RoT/Y.23-11.A2","O(S)/10.5-8s-12/RH","PPF1 - side C","C","Y.23-11.A2","8s RO12/12","Sector 9",0,2005108,25,6,{"v":68.8,"d":"69"},"ISE/C.F27.L30/RoT/Y.23-11.A2","O(S)/10.5-8s-12/RH","PPF1 - side C","C","Y.23-11.A2","8s RO12/12","Sector 9","108-4",4,108,3]
[{"$nulls":21},2005109,8,"4 F",{"v":69.1,"d":"69"},"ISE/C.F32.L34/RoT/Y.23-11.A2","O(S)/10.5-8s-12/RH","PPF1 - side C","C","Y.23-11.A2","8s RO12/12","Sector 9",0,2005109,8,"1 F",{"v":69.1,"d":"69"},"ISE/C.F32.L34/RoT/Y.23-11.A2","O(S)/10.5-8s-12/RH","PPF1 - side C","C","Y.23-11.A2","8s RO12/12","Sector 9","109-4",4,109,4,"F"]
[{"$nulls":21},2005110,14,5,{"v":69.1,"d":"69"},"ISE/C.F32.L34/RoT/Y.23-11.A2","O(S)/10.5-8s-12/RH","PPF1 - side C","C","Y.23-11.A2","8s RO12/12","Sector 9",0,2005110,14,8,{"v":69.1,"d":"69"},"ISE/C.F32.L34/RoT/Y.23-11.A2","O(S)/10.5-8s-12/RH","PPF1 - side C","C","Y.23-11.A2","8s RO12/12","Sector 9","110-4",4,110,5]
[{"$nulls":21},2005111,11,"2 F",{"v":69.1,"d":"69"},"ISE/C.F32.L34/RoT/Y.23-11.A2","O(S)/10.5-8s-12/RH","PPF1 - side C","C","Y.23-11.A2","8s RO12/12","Sector 9",0,2005111,11,"1 F",{"v":69.1,"d":"69"},"ISE/C.F32.L34/RoT/Y.23-11.A2","O(S)/10.5-8s-12/RH","PPF1 - side C","C","Y.23-11.A2","8s RO12/12","Sector 9","111-4",4,111,2,"F"]
[{"$nulls":21},2005112,23,"6 F",{"v":69.1,"d":"69"},"ISE/C.F32.L34/RoT/Y.23-11.A2","O(S)/10.5-6s-12/RH","PPF1 - side C","C","Y.23-11.A2","6s RO12/12","Sector 9",0,2005112,23,"1 F",{"v":69.1,"d":"69"},"ISE/C.F32.L34/RoT/Y.23-11.A2","O(S)/10.5-6s-12/RH","PPF1 - side C","C","Y.23-11.A2","6s RO12/12","Sector 9","112-4",4,112,6,"F"]
[{"$nulls":21},2005113,20,"4 F",{"v":69.1,"d":"69"},"ISE/C.F32.L34/RoT/Y.23-11.A2","O(S)/10.5-6s-12/RH","PPF1 - side C","C","Y.23-11.A2","6s RO12/12","Sector 9",0,2005113,20,"2 F",{"v":69.1,"d":"69"},"ISE/C.F32.L34/RoT/Y.23-11.A2","O(S)/10.5-6s-12/RH","PPF1 - side C","C","Y.23-11.A2","6s RO12/12","Sector 9","113-4",4,113,4,"F"]
[{"$nulls":21},2005114,17,"3 F",{"v":69.1,"d":"69"},"ISE/C.F32.L34/RoT/Y.23-11.A2","O(S)/10.5-6s-12/RH","PPF1 - side C","C","Y.23-11.A2","6s RO12/12","Sector 9",0,2005114,17,"1 F",{"v":69.1,"d":"69"},"ISE/C.F32.L34/RoT/Y.23-11.A2","O(S)/10.5-6s-12/RH","PPF1 - side C","C","Y.23-11.A2","6s RO12/12","Sector 9","114-4",4,114,3,"F"]
[{"$nulls":21},2005124,31,"2F",{"v":80.1,"d":"80"},"ISE/C.F40.L43/RoT/Y.23-11.A2","O(S)/10.5-8s-12/RH","PPF1 - side C","C","Y.23-11.A2","8s RO12/12","Sector 11",0,2005124,31,"3F",{"v":80.1,"d":"80"},"ISE/C.F40.L43/RoT/Y.23-11.A2","O(S)/10.5-8s-12/RH","PPF1 - side C","C","Y.23-11.A2","8s RO12/12","Sector 11","124-4",4,124,2,"F"]
[{"$nulls":21},2005125,35,6,{"v":80.1,"d":"80"},"ISE/C.F40.L43/RoT/Y.23-11.A2","O(S)/10.5-8s-12/RH","PPF1 - side C","C","Y.23-11.A2","8s RO12/12","Sector 11",0,2005125,35,"2 F",{"v":80.1,"d":"80"},"ISE/C.F40.L43/RoT/Y.23-11.A2","O(S)/10.5-8s-12/RH","PPF1 - side C","C","Y.23-11.A2","8s RO12/12","Sector 11","125-4",4,125,6]
[{"$nulls":21},2005126,27,"4 F",{"v":80.1,"d":"80"},"ISE/C.F40.L43/RoT/Y.23-11.A2","O(S)/10.5-8s-12/RH","PPF1 - side C","C","Y.23-11.A2","8s RO12/12","Sector 11",0,2005126,27,"6 F",{"v":80.1,"d":"80"},"ISE/C.F40.L43/RoT/Y.23-11.A2","O(S)/10.5-8s-12/RH","PPF1 - side C","C","Y.23-11.A2","8s RO12/12","Sector 11","126-4",4,126,4,"F"]
[{"$nulls":21},2005127,12,7,{"v":88.3,"d":"88"},"ISE/C.F47.L53/RoT/Y.23-11.A2","O(S)/10.5-8s-12/RH","PPF1 - side C","C","Y.23-11.A2","8s RO12/12","Sector 15",0,2005127,12,2,{"v":88.3,"d":"88"},"ISE/C.F47.L53/RoT/Y.23-11.A2","O(S)/10.5-8s-12/RH","PPF1 - side C","C","Y.23-11.A2","8s RO12/12","Sector 15","127-4",4,127,7]
[{"$nulls":21},2005128,9,"4F",{"v":88.3,"d":"88"},"ISE/C.F47.L53/RoT/Y.23-11.A2","O(S)/10.5-8s-12/RH","PPF1 - side C","C","Y.23-11.A2","8s RO12/12","Sector 15",0,2005128,9,"1F",{"v":88.3,"d":"88"},"ISE/C.F47.L53/RoT/Y.23-11.A2","O(S)/10.5-8s-12/RH","PPF1 - side C","C","Y.23-11.A2","8s RO12/12","Sector 15","128-4",4,128,4,"F"]
[{"$nulls":21},2005129,15,5,{"v":88.3,"d":"88"},"ISE/C.F47.L53/RoT/Y.23-11.A2","O(S)/10.5-8s-12/RH","PPF1 - side C","C","Y.23-11.A2","8s RO12/12","Sector 15",0,2005129,15,8,{"v":88.3,"d":"88"},"ISE/C.F47.L53/RoT/Y.23-11.A2","O(S)/10.5-8s-12/RH","PPF1 - side C","C","Y.23-11.A2","8s RO12/12","Sector 15","129-4",4,129,5]
[{"$nulls":21},2005130,21,"3 F",{"v":88.3,"d":"88"},"ISE/C.F47.L53/RoT/Y.23-11.A2","O(S)/10.5-6s-12/RH","PPF1 - side C","C","Y.23-11.A2","6s RO12/12","Sector 15",0,2005130,21,"1 F",{"v":88.3,"d":"88"},"ISE/C.F47.L53/RoT/Y.23-11.A2","O(S)/10.5-6s-12/RH","PPF1 - side C","C","Y.23-11.A2","6s RO12/12","Sector 15","130-4",4,130,3,"F"]
[{"$nulls":21},2005131,24,1,{"v":88.3,"d":"88"},"ISE/C.F47.L53/RoT/Y.23-11.A2","O(S)/10.5-6s-12/RH","PPF1 - side C","C","Y.23-11.A2","6s RO12/12","Sector 15",0,2005131,24,6,{"v":88.3,"d":"88"},"ISE/C.F47.L53/RoT/Y.23-11.A2","O(S)/10.5-6s-12/RH","PPF1 - side C","C","Y.23-11.A2","6s RO12/12","Sector 15","131-4",4,131,1]
[{"$nulls":21},2005132,18,3,{"v":88.3,"d":"88"},"ISE/C.F47.L53/RoT/Y.23-11.A2","O(S)/10.5-6s-12/RH","PPF1 - side C","C","Y.23-11.A2","6s RO12/12","Sector 15",0,2005132,18,6,{"v":88.3,"d":"88"},"ISE/C.F47.L53/RoT/Y.23-11.A2","O(S)/10.5-6s-12/RH","PPF1 - side C","C","Y.23-11.A2","6s RO12/12","Sector 15","132-4",4,132,3]
[{"$nulls":21},2005142,28,"4 F",{"v":90.7,"d":"91"},"ISE/C.F55.L62/RoT/Y.23-11.A2","O(S)/10.5-8s-12/RH","PPF1 - side C","C","Y.23-11.A2","8s RO12/12","Sector 1",0,2005142,28,"1 F",{"v":90.7,"d":"91"},"ISE/C.F55.L62/RoT/Y.23-11.A2","O(S)/10.5-8s-12/RH","PPF1 - side C","C","Y.23-11.A2","8s RO12/12","Sector 1","142-4",4,142,4,"F"]
[{"$nulls":21},2005143,36,8,{"v":90.7,"d":"91"},"ISE/C.F55.L62/RoT/Y.23-11.A2","O(S)/10.5-8s-12/RH","PPF1 - side C","C","Y.23-11.A2","8s RO12/12","Sector 1",0,2005143,36,7,{"v":90.7,"d":"91"},"ISE/C.F55.L62/RoT/Y.23-11.A2","O(S)/10.5-8s-12/RH","PPF1 - side C","C","Y.23-11.A2","8s RO12/12","Sector 1","143-4",4,143,8]
[{"$nulls":21},2005144,32,"4F",{"v":90.7,"d":"91"},"ISE/C.F55.L62/RoT/Y.23-11.A2","O(S)/10.5-8s-12/RH","PPF1 - side C","C","Y.23-11.A2","8s RO12/12","Sector 1",0,2005144,32,"1F",{"v":90.7,"d":"91"},"ISE/C.F55.L62/RoT/Y.23-11.A2","O(S)/10.5-8s-12/RH","PPF1 - side C","C","Y.23-11.A2","8s RO12/12","Sector 1","144-4",4,144,4,"F"]
[{"$nulls":22},0,"ribbon5",0,0,0,0,0,0,0,0,0,0,0,0,0,0,0,0,0,0,0,0,"-",null,null,{"$error":"#VALUE!"}]
[{"$nulls":21},2005073,3,"5F",{"v":90.6,"d":"91"},"ISE/C.F4.L2/RoT/Y.23-11.A2","O(S)/10.5-8s-12/RH","PPF1 - side C","C","Y.23-11.A2","8s RO12/12","Sector 1",0,2005073,3,6,{"v":90.6,"d":"91"},"ISE/C.F4.L2/RoT/Y.23-11.A2","O(S)/10.5-8s-12/RH","PPF1 - side C","C","Y.23-11.A2","8s RO12/12","Sector 1","73-5",5,73,5,"F"]
[{"$nulls":21},2005074,1,"8 F",{"v":90.6,"d":"91"},"ISE/C.F4.L2/RoT/Y.23-11.A2","O(S)/10.5-8s-12/RH","PPF1 - side C","C","Y.23-11.A2","8s RO12/12","Sector 1",0,2005074,1,"4 F",{"v":90.6,"d":"91"},"ISE/C.F4.L2/RoT/Y.23-11.A2","O(S)/10.5-8s-12/RH","PPF1 - side C","C","Y.23-11.A2","8s RO12/12","Sector 1","74-5",5,74,8,"F"]
[{"$nulls":21},2005075,2,"4 F",{"v":90.6,"d":"91"},"ISE/C.F4.L2/RoT/Y.23-11.A2","O(S)/10.5-8s-12/RH","PPF1 - side C","C","Y.23-11.A2","8s RO12/12","Sector 1",0,2005075,2,3,{"v":90.6,"d":"91"},"ISE/C.F4.L2/RoT/Y.23-11.A2","O(S)/10.5-8s-12/RH","PPF1 - side C","C","Y.23-11.A2","8s RO12/12","Sector 1","75-5",5,75,4,"F"]
[{"$nulls":21},2005076,4,6,{"v":90.6,"d":"91"},"ISE/C.F4.L2/RoT/Y.23-11.A2","O(S)/10.5-8s-12/RH","PPF1 - side C","C","Y.23-11.A2","8s RO12/12","Sector 1",0,2005076,4,8,{"v":90.6,"d":"91"},"ISE/C.F4.L2/RoT/Y.23-11.A2","O(S)/10.5-8s-12/RH","PPF1 - side C","C","Y.23-11.A2","8s RO12/12","Sector 1","76-5",5,76,6]
[{"$nulls":21},2005077,6,2,{"v":90.6,"d":"91"},"ISE/C.F4.L2/RoT/Y.23-11.A2","O(S)/10.5-6s-12/RH","PPF1 - side C","C","Y.23-11.A2","6s RO12/12","Sector 1",0,2005077,6,6,{"v":90.6,"d":"91"},"ISE/C.F4.L2/RoT/Y.23-11.A2","O(S)/10.5-6s-12/RH","PPF1 - side C","C","Y.23-11.A2","6s RO12/12","Sector 1","77-5",5,77,2]
[{"$nulls":21},2005078,5,1,{"v":90.6,"d":"91"},"ISE/C.F4.L2/RoT/Y.23-11.A2","O(S)/10.5-6s-12/RH","PPF1 - side C","C","Y.23-11.A2","6s RO12/12","Sector 1",0,2005078,5,4,{"v":90.6,"d":"91"},"ISE/C.F4.L2/RoT/Y.23-11.A2","O(S)/10.5-6s-12/RH","PPF1 - side C","C","Y.23-11.A2","6s RO12/12","Sector 1","78-5",5,78,1]
[{"$nulls":21},2005088,26,"8 F",{"v":85.4,"d":"85"},"ISE/C.F12.L9/RoT/Y.23-11.A2","O(S)/10.5-8s-12/RH","PPF1 - side C","C","Y.23-11.A2","8s RO12/12","Sector 3",0,2005088,26,"1 F",{"v":85.4,"d":"85"},"ISE/C.F12.L9/RoT/Y.23-11.A2","O(S)/10.5-8s-12/RH","PPF1 - side C","C","Y.23-11.A2","8s RO12/12","Sector 3","88-5",5,88,8,"F"]
[{"$nulls":21},2005089,30,5,{"v":85.4,"d":"85"},"ISE/C.F12.L9/RoT/Y.23-11.A2","O(S)/10.5-8s-12/RH","PPF1 - side C","C","Y.23-11.A2","8s RO12/12","Sector 3",0,2005089,30,3,{"v":85.4,"d":"85"},"ISE/C.F12.L9/RoT/Y.23-11.A2","O(S)/10.5-8s-12/RH","PPF1 - side C","C","Y.23-11.A2","8s RO12/12","Sector 3","89-5",5,89,5]
[{"$nulls":21},2005090,34,"5 F",{"v":85.4,"d":"85"},"ISE/C.F12.L9/RoT/Y.23-11.A2","O(S)/10.5-8s-12/RH","PPF1 - side C","C","Y.23-11.A2","8s RO12/12","Sector 3",0,2005090,34,"1 F",{"v":85.4,"d":"85"},"ISE/C.F12.L9/RoT/Y.23-11.A2","O(S)/10.5-8s-12/RH","PPF1 - side C","C","Y.23-11.A2","8s RO12/12","Sector 3","90-5",5,90,5,"F"]
[{"$nulls":21},2005091,10,4,{"v":75.8,"d":"76"},"ISE/C.F19.L23/RoT/Y.23-11.A2","O(S)/10.5-8s-12/RH","PPF1 - side C","C","Y.23-11.A2","8s RO12/12","Sector 7",0,2005091,10,8,{"v":75.8,"d":"76"},"ISE/C.F19.L23/RoT/Y.23-11.A2","O(S)/10.5-8s-12/RH","PPF1 - side C","C","Y.23-11.A2","8s RO12/12","Sector 7","91-5",5,91,4]
[{"$nulls":21},2005092,13,"5 F",{"v":75.8,"d":"76"},"ISE/C.F19.L23/RoT/Y.23-11.A2","O(S)/10.5-8s-12/RH","PPF1 - side C","C","Y.23-11.A2","8s RO12/12","Sector 7",0,2005092,13,"4 F",{"v":75.8,"d":"76"},"ISE/C.F19.L23/RoT/Y.23-11.A2","O(S)/10.5-8s-12/RH","PPF1 - side C","C","Y.23-11.A2","8s RO12/12","Sector 7","92-5",5,92,5,"F"]
[{"$nulls":21},2005093,7,4,{"v":75.8,"d":"76"},"ISE/C.F19.L23/RoT/Y.23-11.A2","O(S)/10.5-8s-12/RH","PPF1 - side C","C","Y.23-11.A2","8s RO12/12","Sector 7",0,2005093,7,8,{"v":75.8,"d":"76"},"ISE/C.F19.L23/RoT/Y.23-11.A2","O(S)/10.5-8s-12/RH","PPF1 - side C","C","Y.23-11.A2","8s RO12/12","Sector 7","93-5",5,93,4]
[{"$nulls":21},2005094,19,2,{"v":75.8,"d":"76"},"ISE/C.F19.L23/RoT/Y.23-11.A2","O(S)/10.5-6s-12/RH","PPF1 - side C","C","Y.23-11.A2","6s RO12/12","Sector 7",0,2005094,19,6,{"v":75.8,"d":"76"},"ISE/C.F19.L23/RoT/Y.23-11.A2","O(S)/10.5-6s-12/RH","PPF1 - side C","C","Y.23-11.A2","6s RO12/12","Sector 7","94-5",5,94,2]
[{"$nulls":21},2005095,22,2,{"v":75.8,"d":"76"},"ISE/C.F19.L23/RoT/Y.23-11.A2","O(S)/10.5-6s-12/RH","PPF1 - side C","C","Y.23-11.A2","6s RO12/12","Sector 7",0,2005095,22,6,{"v":75.8,"d":"76"},"ISE/C.F19.L23/RoT/Y.23-11.A2","O(S)/10.5-6s-12/RH","PPF1 - side C","C","Y.23-11.A2","6s RO12/12","Sector 7","95-5",5,95,2]
[{"$nulls":21},2005096,16,"5F",{"v":75.8,"d":"76"},"ISE/C.F19.L23/RoT/Y.23-11.A2","O(S)/10.5-6s-12/RH","PPF1 - side C","C","Y.23-11.A2","6s RO12/12","Sector 7",0,2005096,16,"1F",{"v":75.8,"d":"76"},"ISE/C.F19.L23/RoT/Y.23-11.A2","O(S)/10.5-6s-12/RH","PPF1 - side C","C","Y.23-11.A2","6s RO12/12","Sector 7","96-5",5,96,5,"F"]
[{"$nulls":21},2005106,29,4,{"v":68.8,"d":"69"},"ISE/C.F27.L30/RoT/Y.23-11.A2","O(S)/10.5-8s-12/RH","PPF1 - side C","C","Y.23-11.A2","8s RO12/12","Sector 9",0,2005106,29,8,{"v":68.8,"d":"69"},"ISE/C.F27.L30/RoT/Y.23-11.A2","O(S)/10.5-8s-12/RH","PPF1 - side C","C","Y.23-11.A2","8s RO12/12","Sector 9","106-5",5,106,4]
[{"$nulls":21},2005107,33,3,{"v":68.8,"d":"69"},"ISE/C.F27.L30/RoT/Y.23-11.A2","O(S)/10.5-8s-12/RH","PPF1 - side C","C","Y.23-11.A2","8s RO12/12","Sector 9",0,2005107,33,7,{"v":68.8,"d":"69"},"ISE/C.F27.L30/RoT/Y.23-11.A2","O(S)/10.5-8s-12/RH","PPF1 - side C","C","Y.23-11.A2","8s RO12/12","Sector 9","107-5",5,107,3]
[{"$nulls":21},2005108,25,8,{"v":68.8,"d":"69"},"ISE/C.F27.L30/RoT/Y.23-11.A2","O(S)/10.5-8s-12/RH","PPF1 - side C","C","Y.23-11.A2","8s RO12/12","Sector 9",0,2005108,25,6,{"v":68.8,"d":"69"},"ISE/C.F27.L30/RoT/Y.23-11.A2","O(S)/10.5-8s-12/RH","PPF1 - side C","C","Y.23-11.A2","8s RO12/12","Sector 9","108-5",5,108,8]
[{"$nulls":21},2005109,8,"5 F",{"v":69.1,"d":"69"},"ISE/C.F32.L34/RoT/Y.23-11.A2","O(S)/10.5-8s-12/RH","PPF1 - side C","C","Y.23-11.A2","8s RO12/12","Sector 9",0,2005109,8,"1 F",{"v":69.1,"d":"69"},"ISE/C.F32.L34/RoT/Y.23-11.A2","O(S)/10.5-8s-12/RH","PPF1 - side C","C","Y.23-11.A2","8s RO12/12","Sector 9","109-5",5,109,5,"F"]
[{"$nulls":21},2005110,14,4,{"v":69.1,"d":"69"},"ISE/C.F32.L34/RoT/Y.23-11.A2","O(S)/10.5-8s-12/RH","PPF1 - side C","C","Y.23-11.A2","8s RO12/12","Sector 9",0,2005110,14,8,{"v":69.1,"d":"69"},"ISE/C.F32.L34/RoT/Y.23-11.A2","O(S)/10.5-8s-12/RH","PPF1 - side C","C","Y.23-11.A2","8s RO12/12","Sector 9","110-5",5,110,4]
[{"$nulls":21},2005111,11,"4 F",{"v":69.1,"d":"69"},"ISE/C.F32.L34/RoT/Y.23-11.A2","O(S)/10.5-8s-12/RH","PPF1 - side C","C","Y.23-11.A2","8s RO12/12","Sector 9",0,2005111,11,"1 F",{"v":69.1,"d":"69"},"ISE/C.F32.L34/RoT/Y.23-11.A2","O(S)/10.5-8s-12/RH","PPF1 - side C","C","Y.23-11.A2","8s RO12/12","Sector 9","111-5",5,111,4,"F"]
[{"$nulls":21},2005112,23,"4 F",{"v":69.1,"d":"69"},"ISE/C.F32.L34/RoT/Y.23-11.A2","O(S)/10.5-6s-12/RH","PPF1 - side C","C","Y.23-11.A2","6s RO12/12","Sector 9",0,2005112,23,"1 F",{"v":69.1,"d":"69"},"ISE/C.F32.L34/RoT/Y.23-11.A2","O(S)/10.5-6s-12/RH","PPF1 - side C","C","Y.23-11.A2","6s RO12/12","Sector 9","112-5",5,112,4,"F"]
[{"$nulls":21},2005113,20,"5 F",{"v":69.1,"d":"69"},"ISE/C.F32.L34/RoT/Y.23-11.A2","O(S)/10.5-6s-12/RH","PPF1 - side C","C","Y.23-11.A2","6s RO12/12","Sector 9",0,2005113,20,"2 F",{"v":69.1,"d":"69"},"ISE/C.F32.L34/RoT/Y.23-11.A2","O(S)/10.5-6s-12/RH","PPF1 - side C","C","Y.23-11.A2","6s RO12/12","Sector 9","113-5",5,113,5,"F"]
[{"$nulls":21},2005114,17,"4 F",{"v":69.1,"d":"69"},"ISE/C.F32.L34/RoT/Y.23-11.A2","O(S)/10.5-6s-12/RH","PPF1 - side C","C","Y.23-11.A2","6s RO12/12","Sector 9",0,2005114,17,"1 F",{"v":69.1,"d":"69"},"ISE/C.F32.L34/RoT/Y.23-11.A2","O(S)/10.5-6s-12/RH","PPF1 - side C","C","Y.23-11.A2","6s RO12/12","Sector 9","114-5",5,114,4,"F"]
[{"$nulls":21},2005124,31,"1F",{"v":80.1,"d":"80"},"ISE/C.F40.L43/RoT/Y.23-11.A2","O(S)/10.5-8s-12/RH","PPF1 - side C","C","Y.23-11.A2","8s RO12/12","Sector 11",0,2005124,31,"3F",{"v":80.1,"d":"80"},"ISE/C.F40.L43/RoT/Y.23-11.A2","O(S)/10.5-8s-12/RH","PPF1 - side C","C","Y.23-11.A2","8s RO12/12","Sector 11","124-5",5,124,1,"F"]
[{"$nulls":21},2005125,35,5,{"v":80.1,"d":"80"},"ISE/C.F40.L43/RoT/Y.23-11.A2","O(S)/10.5-8s-12/RH","PPF1 - side C","C","Y.23-11.A2","8s RO12/12","Sector 11",0,2005125,35,"2 F",{"v":80.1,"d":"80"},"ISE/C.F40.L43/RoT/Y.23-11.A2","O(S)/10.5-8s-12/RH","PPF1 - side C","C","Y.23-11.A2","8s RO12/12","Sector 11","125-5",5,125,5]
[{"$nulls":21},2005126,27,"3 F",{"v":80.1,"d":"80"},"ISE/C.F40.L43/RoT/Y.23-11.A2","O(S)/10.5-8s-12/RH","PPF1 - side C","C","Y.23-11.A2","8s RO12/12","Sector 11",0,2005126,27,"6 F",{"v":80.1,"d":"80"},"ISE/C.F40.L43/RoT/Y.23-11.A2","O(S)/10.5-8s-12/RH","PPF1 - side C","C","Y.23-11.A2","8s RO12/12","Sector 11","126-5",5,126,3,"F"]
[{"$nulls":21},2005127,12,5,{"v":88.3,"d":"88"},"ISE/C.F47.L53/RoT/Y.23-11.A2","O(S)/10.5-8s-12/RH","PPF1 - side C","C","Y.23-11.A2","8s RO12/12","Sector 15",0,2005127,12,2,{"v":88.3,"d":"88"},"ISE/C.F47.L53/RoT/Y.23-11.A2","O(S)/10.5-8s-12/RH","PPF1 - side C","C","Y.23-11.A2","8s RO12/12","Sector 15","127-5",5,127,5]
[{"$nulls":21},2005128,9,"5F",{"v":88.3,"d":"88"},"ISE/C.F47.L53/RoT/Y.23-11.A2","O(S)/10.5-8s-12/RH","PPF1 - side C","C","Y.23-11.A2","8s RO12/12","Sector 15",0,2005128,9,"1F",{"v":88.3,"d":"88"},"ISE/C.F47.L53/RoT/Y.23-11.A2","O(S)/10.5-8s-12/RH","PPF1 - side C","C","Y.23-11.A2","8s RO12/12","Sector 15","128-5",5,128,5,"F"]
[{"$nulls":21},2005129,15,4,{"v":88.3,"d":"88"},"ISE/C.F47.L53/RoT/Y.23-11.A2","O(S)/10.5-8s-12/RH","PPF1 - side C","C","Y.23-11.A2","8s RO12/12","Sector 15",0,2005129,15,8,{"v":88.3,"d":"88"},"ISE/C.F47.L53/RoT/Y.23-11.A2","O(S)/10.5-8s-12/RH","PPF1 - side C","C","Y.23-11.A2","8s RO12/12","Sector 15","129-5",5,129,4]
[{"$nulls":21},2005130,21,"6 F",{"v":88.3,"d":"88"},"ISE/C.F47.L53/RoT/Y.23-11.A2","O(S)/10.5-6s-12/RH","PPF1 - side C","C","Y.23-11.A2","6s RO12/12","Sector 15",0,2005130,21,"1 F",{"v":88.3,"d":"88"},"ISE/C.F47.L53/RoT/Y.23-11.A2","O(S)/10.5-6s-12/RH","PPF1 - side C","C","Y.23-11.A2","6s RO12/12","Sector 15","130-5",5,130,6,"F"]
[{"$nulls":21},2005131,24,"5F",{"v":88.3,"d":"88"},"ISE/C.F47.L53/RoT/Y.23-11.A2","O(S)/10.5-6s-12/RH","PPF1 - side C","C","Y.23-11.A2","6s RO12/12","Sector 15",0,2005131,24,6,{"v":88.3,"d":"88"},"ISE/C.F47.L53/RoT/Y.23-11.A2","O(S)/10.5-6s-12/RH","PPF1 - side C","C","Y.23-11.A2","6s RO12/12","Sector 15","131-5",5,131,5,"F"]
[{"$nulls":21},2005132,18,2,{"v":88.3,"d":"88"},"ISE/C.F47.L53/RoT/Y.23-11.A2","O(S)/10.5-6s-12/RH","PPF1 - side C","C","Y.23-11.A2","6s RO12/12","Sector 15",0,2005132,18,6,{"v":88.3,"d":"88"},"ISE/C.F47.L53/RoT/Y.23-11.A2","O(S)/10.5-6s-12/RH","PPF1 - side C","C","Y.23-11.A2","6s RO12/12","Sector 15","132-5",5,132,2]
[{"$nulls":21},2005142,28,"5 F",{"v":90.7,"d":"91"},"ISE/C.F55.L62/RoT/Y.23-11.A2","O(S)/10.5-8s-12/RH","PPF1 - side C","C","Y.23-11.A2","8s RO12/12","Sector 1",0,2005142,28,"1 F",{"v":90.7,"d":"91"},"ISE/C.F55.L62/RoT/Y.23-11.A2","O(S)/10.5-8s-12/RH","PPF1 - side C","C","Y.23-11.A2","8s RO12/12","Sector 1","142-5",5,142,5,"F"]
[{"$nulls":21},2005143,36,"2F",{"v":90.7,"d":"91"},"ISE/C.F55.L62/RoT/Y.23-11.A2","O(S)/10.5-8s-12/RH","PPF1 - side C","C","Y.23-11.A2","8s RO12/12","Sector 1",0,2005143,36,7,{"v":90.7,"d":"91"},"ISE/C.F55.L62/RoT/Y.23-11.A2","O(S)/10.5-8s-12/RH","PPF1 - side C","C","Y.23-11.A2","8s RO12/12","Sector 1","143-5",5,143,2,"F"]
[{"$nulls":21},2005144,32,"5F",{"v":90.7,"d":"91"},"ISE/C.F55.L62/RoT/Y.23-11.A2","O(S)/10.5-8s-12/RH","PPF1 - side C","C","Y.23-11.A2","8s RO12/12","Sector 1",0,2005144,32,"1F",{"v":90.7,"d":"91"},"ISE/C.F55.L62/RoT/Y.23-11.A2","O(S)/10.5-8s-12/RH","PPF1 - side C","C","Y.23-11.A2","8s RO12/12","Sector 1","144-5",5,144,5,"F"]
[{"$nulls":22},0,"ribbon6",0,0,0,0,0,0,0,0,0,0,0,0,0,0,0,0,0,0,0,0,"-",null,null,{"$error":"#VALUE!"}]
[{"$nulls":21},2005073,3,"2F",{"v":90.6,"d":"91"},"ISE/C.F4.L2/RoT/Y.23-11.A2","O(S)/10.5-8s-12/RH","PPF1 - side C","C","Y.23-11.A2","8s RO12/12","Sector 1",0,2005073,3,6,{"v":90.6,"d":"91"},"ISE/C.F4.L2/RoT/Y.23-11.A2","O(S)/10.5-8s-12/RH","PPF1 - side C","C","Y.23-11.A2","8s RO12/12","Sector 1","73-6",6,73,2,"F"]
[{"$nulls":21},2005074,1,3,{"v":90.6,"d":"91"},"ISE/C.F4.L2/RoT/Y.23-11.A2","O(S)/10.5-8s-12/RH","PPF1 - side C","C","Y.23-11.A2","8s RO12/12","Sector 1",0,2005074,1,"4 F",{"v":90.6,"d":"91"},"ISE/C.F4.L2/RoT/Y.23-11.A2","O(S)/10.5-8s-12/RH","PPF1 - side C","C","Y.23-11.A2","8s RO12/12","Sector 1","74-6",6,74,3]
[{"$nulls":21},2005075,2,"7 F",{"v":90.6,"d":"91"},"ISE/C.F4.L2/RoT/Y.23-11.A2","O(S)/10.5-8s-12/RH","PPF1 - side C","C","Y.23-11.A2","8s RO12/12","Sector 1",0,2005075,2,3,{"v":90.6,"d":"91"},"ISE/C.F4.L2/RoT/Y.23-11.A2","O(S)/10.5-8s-12/RH","PPF1 - side C","C","Y.23-11.A2","8s RO12/12","Sector 1","75-6",6,75,7,"F"]
[{"$nulls":21},2005076,4,"7 F",{"v":90.6,"d":"91"},"ISE/C.F4.L2/RoT/Y.23-11.A2","O(S)/10.5-8s-12/RH","PPF1 - side C","C","Y.23-11.A2","8s RO12/12","Sector 1",0,2005076,4,8,{"v":90.6,"d":"91"},"ISE/C.F4.L2/RoT/Y.23-11.A2","O(S)/10.5-8s-12/RH","PPF1 - side C","C","Y.23-11.A2","8s RO12/12","Sector 1","76-6",6,76,7,"F"]
[{"$nulls":21},2005077,6,1,{"v":90.6,"d":"91"},"ISE/C.F4.L2/RoT/Y.23-11.A2","O(S)/10.5-6s-12/RH","PPF1 - side C","C","Y.23-11.A2","6s RO12/12","Sector 1",0,2005077,6,6,{"v":90.6,"d":"91"},"ISE/C.F4.L2/RoT/Y.23-11.A2","O(S)/10.5-6s-12/RH","PPF1 - side C","C","Y.23-11.A2","6s RO12/12","Sector 1","77-6",6,77,1]
[{"$nulls":21},2005078,5,5,{"v":90.6,"d":"91"},"ISE/C.F4.L2/RoT/Y.23-11.A2","O(S)/10.5-6s-12/RH","PPF1 - side C","C","Y.23-11.A2","6s RO12/12","Sector 1",0,2005078,5,4,{"v":90.6,"d":"91"},"ISE/C.F4.L2/RoT/Y.23-11.A2","O(S)/10.5-6s-12/RH","PPF1 - side C","C","Y.23-11.A2","6s RO12/12","Sector 1","78-6",6,78,5]
[{"$nulls":21},2005088,26,"2 F",{"v":85.4,"d":"85"},"ISE/C.F12.L9/RoT/Y.23-11.A2","O(S)/10.5-8s-12/RH","PPF1 - side C","C","Y.23-11.A2","8s RO12/12","Sector 3",0,2005088,26,"1 F",{"v":85.4,"d":"85"},"ISE/C.F12.L9/RoT/Y.23-11.A2","O(S)/10.5-8s-12/RH","PPF1 - side C","C","Y.23-11.A2","8s RO12/12","Sector 3","88-6",6,88,2,"F"]
[{"$nulls":21},2005089,30,4,{"v":85.4,"d":"85"},"ISE/C.F12.L9/RoT/Y.23-11.A2","O(S)/10.5-8s-12/RH","PPF1 - side C","C","Y.23-11.A2","8s RO12/12","Sector 3",0,2005089,30,3,{"v":85.4,"d":"85"},"ISE/C.F12.L9/RoT/Y.23-11.A2","O(S)/10.5-8s-12/RH","PPF1 - side C","C","Y.23-11.A2","8s RO12/12","Sector 3","89-6",6,89,4]
[{"$nulls":21},2005090,34,"6 F",{"v":85.4,"d":"85"},"ISE/C.F12.L9/RoT/Y.23-11.A2","O(S)/10.5-8s-12/RH","PPF1 - side C","C","Y.23-11.A2","8s RO12/12","Sector 3",0,2005090,34,"1 F",{"v":85.4,"d":"85"},"ISE/C.F12.L9/RoT/Y.23-11.A2","O(S)/10.5-8s-12/RH","PPF1 - side C","C","Y.23-11.A2","8s RO12/12","Sector 3","90-6",6,90,6,"F"]
[{"$nulls":21},2005091,10,3,{"v":75.8,"d":"76"},"ISE/C.F19.L23/RoT/Y.23-11.A2","O(S)/10.5-8s-12/RH","PPF1 - side C","C","Y.23-11.A2","8s RO12/12","Sector 7",0,2005091,10,8,{"v":75.8,"d":"76"},"ISE/C.F19.L23/RoT/Y.23-11.A2","O(S)/10.5-8s-12/RH","PPF1 - side C","C","Y.23-11.A2","8s RO12/12","Sector 7","91-6",6,91,3]
[{"$nulls":21},2005092,13,2,{"v":75.8,"d":"76"},"ISE/C.F19.L23/RoT/Y.23-11.A2","O(S)/10.5-8s-12/RH","PPF1 - side C","C","Y.23-11.A2","8s RO12/12","Sector 7",0,2005092,13,"4 F",{"v":75.8,"d":"76"},"ISE/C.F19.L23/RoT/Y.23-11.A2","O(S)/10.5-8s-12/RH","PPF1 - side C","C","Y.23-11.A2","8s RO12/12","Sector 7","92-6",6,92,2]
[{"$nulls":21},2005093,7,3,{"v":75.8,"d":"76"},"ISE/C.F19.L23/RoT/Y.23-11.A2","O(S)/10.5-8s-12/RH","PPF1 - side C","C","Y.23-11.A2","8s RO12/12","Sector 7",0,2005093,7,8,{"v":75.8,"d":"76"},"ISE/C.F19.L23/RoT/Y.23-11.A2","O(S)/10.5-8s-12/RH","PPF1 - side C","C","Y.23-11.A2","8s RO12/12","Sector 7","93-6",6,93,3]
[{"$nulls":21},2005094,19,1,{"v":75.8,"d":"76"},"ISE/C.F19.L23/RoT/Y.23-11.A2","O(S)/10.5-6s-12/RH","PPF1 - side C","C","Y.23-11.A2","6s RO12/12","Sector 7",0,2005094,19,6,{"v":75.8,"d":"76"},"ISE/C.F19.L23/RoT/Y.23-11.A2","O(S)/10.5-6s-12/RH","PPF1 - side C","C","Y.23-11.A2","6s RO12/12","Sector 7","94-6",6,94,1]
[{"$nulls":21},2005095,22,1,{"v":75.8,"d":"76"},"ISE/C.F19.L23/RoT/Y.23-11.A2","O(S)/10.5-6s-12/RH","PPF1 - side C","C","Y.23-11.A2","6s RO12/12","Sector 7",0,2005095,22,6,{"v":75.8,"d":"76"},"ISE/C.F19.L23/RoT/Y.23-11.A2","O(S)/10.5-6s-12/RH","PPF1 - side C","C","Y.23-11.A2","6s RO12/12","Sector 7","95-6",6,95,1]
[{"$nulls":21},2005096,16,"6F",{"v":75.8,"d":"76"},"ISE/C.F19.L23/RoT/Y.23-11.A2","O(S)/10.5-6s-12/RH","PPF1 - side C","C","Y.23-11.A2","6s RO12/12","Sector 7",0,2005096,16,"1F",{"v":75.8,"d":"76"},"ISE/C.F19.L23/RoT/Y.23-11.A2","O(S)/10.5-6s-12/RH","PPF1 - side C","C","Y.23-11.A2","6s RO12/12","Sector 7","96-6",6,96,6,"F"]
[{"$nulls":21},2005106,29,3,{"v":68.8,"d":"69"},"ISE/C.F27.L30/RoT/Y.23-11.A2","O(S)/10.5-8s-12/RH","PPF1 - side C","C","Y.23-11.A2","8s RO12/12","Sector 9",0,2005106,29,8,{"v":68.8,"d":"69"},"ISE/C.F27.L30/RoT/Y.23-11.A2","O(S)/10.5-8s-12/RH","PPF1 - side C","C","Y.23-11.A2","8s RO12/12","Sector 9","106-6",6,106,3]
[{"$nulls":21},2005107,33,2,{"v":68.8,"d":"69"},"ISE/C.F27.L30/RoT/Y.23-11.A2","O(S)/10.5-8s-12/RH","PPF1 - side C","C","Y.23-11.A2","8s RO12/12","Sector 9",0,2005107,33,7,{"v":68.8,"d":"69"},"ISE/C.F27.L30/RoT/Y.23-11.A2","O(S)/10.5-8s-12/RH","PPF1 - side C","C","Y.23-11.A2","8s RO12/12","Sector 9","107-6",6,107,2]
[{"$nulls":21},2005108,25,7,{"v":68.8,"d":"69"},"ISE/C.F27.L30/RoT/Y.23-11.A2","O(S)/10.5-8s-12/RH","PPF1 - side C","C","Y.23-11.A2","8s RO12/12","Sector 9",0,2005108,25,6,{"v":68.8,"d":"69"},"ISE/C.F27.L30/RoT/Y.23-11.A2","O(S)/10.5-8s-12/RH","PPF1 - side C","C","Y.23-11.A2","8s RO12/12","Sector 9","108-6",6,108,7]
[{"$nulls":21},2005109,8,"6 F",{"v":69.1,"d":"69"},"ISE/C.F32.L34/RoT/Y.23-11.A2","O(S)/10.5-8s-12/RH","PPF1 - side C","C","Y.23-11.A2","8s RO12/12","Sector 9",0,2005109,8,"1 F",{"v":69.1,"d":"69"},"ISE/C.F32.L34/RoT/Y.23-11.A2","O(S)/10.5-8s-12/RH","PPF1 - side C","C","Y.23-11.A2","8s RO12/12","Sector 9","109-6",6,109,6,"F"]
[{"$nulls":21},2005110,14,3,{"v":69.1,"d":"69"},"ISE/C.F32.L34/RoT/Y.23-11.A2","O(S)/10.5-8s-12/RH","PPF1 - side C","C","Y.23-11.A2","8s RO12/12","Sector 9",0,2005110,14,8,{"v":69.1,"d":"69"},"ISE/C.F32.L34/RoT/Y.23-11.A2","O(S)/10.5-8s-12/RH","PPF1 - side C","C","Y.23-11.A2","8s RO12/12","Sector 9","110-6",6,110,3]
[{"$nulls":21},2005111,11,"6 F",{"v":69.1,"d":"69"},"ISE/C.F32.L34/RoT/Y.23-11.A2","O(S)/10.5-8s-12/RH","PPF1 - side C","C","Y.23-11.A2","8s RO12/12","Sector 9",0,2005111,11,"1 F",{"v":69.1,"d":"69"},"ISE/C.F32.L34/RoT/Y.23-11.A2","O(S)/10.5-8s-12/RH","PPF1 - side C","C","Y.23-11.A2","8s RO12/12","Sector 9","111-6",6,111,6,"F"]
[{"$nulls":21},2005112,23,"5 F",{"v":69.1,"d":"69"},"ISE/C.F32.L34/RoT/Y.23-11.A2","O(S)/10.5-6s-12/RH","PPF1 - side C","C","Y.23-11.A2","6s RO12/12","Sector 9",0,2005112,23,"1 F",{"v":69.1,"d":"69"},"ISE/C.F32.L34/RoT/Y.23-11.A2","O(S)/10.5-6s-12/RH","PPF1 - side C","C","Y.23-11.A2","6s RO12/12","Sector 9","112-6",6,112,5,"F"]
[{"$nulls":21},2005113,20,"6 F",{"v":69.1,"d":"69"},"ISE/C.F32.L34/RoT/Y.23-11.A2","O(S)/10.5-6s-12/RH","PPF1 - side C","C","Y.23-11.A2","6s RO12/12","Sector 9",0,2005113,20,"2 F",{"v":69.1,"d":"69"},"ISE/C.F32.L34/RoT/Y.23-11.A2","O(S)/10.5-6s-12/RH","PPF1 - side C","C","Y.23-11.A2","6s RO12/12","Sector 9","113-6",6,113,6,"F"]
[{"$nulls":21},2005114,17,"6 F",{"v":69.1,"d":"69"},"ISE/C.F32.L34/RoT/Y.23-11.A2","O(S)/10.5-6s-12/RH","PPF1 - side C","C","Y.23-11.A2","6s RO12/12","Sector 9",0,2005114,17,"1 F",{"v":69.1,"d":"69"},"ISE/C.F32.L34/RoT/Y.23-11.A2","O(S)/10.5-6s-12/RH","PPF1 - side C","C","Y.23-11.A2","6s RO12/12","Sector 9","114-6",6,114,6,"F"]
[{"$nulls":21},2005124,31,"8F",{"v":80.1,"d":"80"},"ISE/C.F40.L43/RoT/Y.23-11.A2","O(S)/10.5-8s-12/RH","PPF1 - side C","C","Y.23-11.A2","8s RO12/12","Sector 11",0,2005124,31,"3F",{"v":80.1,"d":"80"},"ISE/C.F40.L43/RoT/Y.23-11.A2","O(S)/10.5-8s-12/RH","PPF1 - side C","C","Y.23-11.A2","8s RO12/12","Sector 11","124-6",6,124,8,"F"]
[{"$nulls":21},2005125,35,1,{"v":80.1,"d":"80"},"ISE/C.F40.L43/RoT/Y.23-11.A2","O(S)/10.5-8s-12/RH","PPF1 - side C","C","Y.23-11.A2","8s RO12/12","Sector 11",0,2005125,35,"2 F",{"v":80.1,"d":"80"},"ISE/C.F40.L43/RoT/Y.23-11.A2","O(S)/10.5-8s-12/RH","PPF1 - side C","C","Y.23-11.A2","8s RO12/12","Sector 11","125-6",6,125,1]
[{"$nulls":21},2005126,27,"5 F",{"v":80.1,"d":"80"},"ISE/C.F40.L43/RoT/Y.23-11.A2","O(S)/10.5-8s-12/RH","PPF1 - side C","C","Y.23-11.A2","8s RO12/12","Sector 11",0,2005126,27,"6 F",{"v":80.1,"d":"80"},"ISE/C.F40.L43/RoT/Y.23-11.A2","O(S)/10.5-8s-12/RH","PPF1 - side C","C","Y.23-11.A2","8s RO12/12","Sector 11","126-6",6,126,5,"F"]
[{"$nulls":21},2005127,12,3,{"v":88.3,"d":"88"},"ISE/C.F47.L53/RoT/Y.23-11.A2","O(S)/10.5-8s-12/RH","PPF1 - side C","C","Y.23-11.A2","8s RO12/12","Sector 15",0,2005127,12,2,{"v":88.3,"d":"88"},"ISE/C.F47.L53/RoT/Y.23-11.A2","O(S)/10.5-8s-12/RH","PPF1 - side C","C","Y.23-11.A2","8s RO12/12","Sector 15","127-6",6,127,3]
[{"$nulls":21},2005128,9,"6F",{"v":88.3,"d":"88"},"ISE/C.F47.L53/RoT/Y.23-11.A2","O(S)/10.5-8s-12/RH","PPF1 - side C","C","Y.23-11.A2","8s RO12/12","Sector 15",0,2005128,9,"1F",{"v":88.3,"d":"88"},"ISE/C.F47.L53/RoT/Y.23-11.A2","O(S)/10.5-8s-12/RH","PPF1 - side C","C","Y.23-11.A2","8s RO12/12","Sector 15","128-6",6,128,6,"F"]
[{"$nulls":21},2005129,15,1,{"v":88.3,"d":"88"},"ISE/C.F47.L53/RoT/Y.23-11.A2","O(S)/10.5-8s-12/RH","PPF1 - side C","C","Y.23-11.A2","8s RO12/12","Sector 15",0,2005129,15,8,{"v":88.3,"d":"88"},"ISE/C.F47.L53/RoT/Y.23-11.A2","O(S)/10.5-8s-12/RH","PPF1 - side C","C","Y.23-11.A2","8s RO12/12","Sector 15","129-6",6,129,1]
[{"$nulls":21},2005130,21,"4 F",{"v":88.3,"d":"88"},"ISE/C.F47.L53/RoT/Y.23-11.A2","O(S)/10.5-6s-12/RH","PPF1 - side C","C","Y.23-11.A2","6s RO12/12","Sector 15",0,2005130,21,"1 F",{"v":88.3,"d":"88"},"ISE/C.F47.L53/RoT/Y.23-11.A2","O(S)/10.5-6s-12/RH","PPF1 - side C","C","Y.23-11.A2","6s RO12/12","Sector 15","130-6",6,130,4,"F"]
[{"$nulls":21},2005131,24,3,{"v":88.3,"d":"88"},"ISE/C.F47.L53/RoT/Y.23-11.A2","O(S)/10.5-6s-12/RH","PPF1 - side C","C","Y.23-11.A2","6s RO12/12","Sector 15",0,2005131,24,6,{"v":88.3,"d":"88"},"ISE/C.F47.L53/RoT/Y.23-11.A2","O(S)/10.5-6s-12/RH","PPF1 - side C","C","Y.23-11.A2","6s RO12/12","Sector 15","131-6",6,131,3]
[{"$nulls":21},2005132,18,1,{"v":88.3,"d":"88"},"ISE/C.F47.L53/RoT/Y.23-11.A2","O(S)/10.5-6s-12/RH","PPF1 - side C","C","Y.23-11.A2","6s RO12/12","Sector 15",0,2005132,18,6,{"v":88.3,"d":"88"},"ISE/C.F47.L53/RoT/Y.23-11.A2","O(S)/10.5-6s-12/RH","PPF1 - side C","C","Y.23-11.A2","6s RO12/12","Sector 15","132-6",6,132,1]
[{"$nulls":21},2005142,28,"6 F",{"v":90.7,"d":"91"},"ISE/C.F55.L62/RoT/Y.23-11.A2","O(S)/10.5-8s-12/RH","PPF1 - side C","C","Y.23-11.A2","8s RO12/12","Sector 1",0,2005142,28,"1 F",{"v":90.7,"d":"91"},"ISE/C.F55.L62/RoT/Y.23-11.A2","O(S)/10.5-8s-12/RH","PPF1 - side C","C","Y.23-11.A2","8s RO12/12","Sector 1","142-6",6,142,6,"F"]
[{"$nulls":21},2005143,36,"5F",{"v":90.7,"d":"91"},"ISE/C.F55.L62/RoT/Y.23-11.A2","O(S)/10.5-8s-12/RH","PPF1 - side C","C","Y.23-11.A2","8s RO12/12","Sector 1",0,2005143,36,7,{"v":90.7,"d":"91"},"ISE/C.F55.L62/RoT/Y.23-11.A2","O(S)/10.5-8s-12/RH","PPF1 - side C","C","Y.23-11.A2","8s RO12/12","Sector 1","143-6",6,143,5,"F"]
[{"$nulls":21},2005144,32,"6F",{"v":90.7,"d":"91"},"ISE/C.F55.L62/RoT/Y.23-11.A2","O(S)/10.5-8s-12/RH","PPF1 - side C","C","Y.23-11.A2","8s RO12/12","Sector 1",0,2005144,32,"1F",{"v":90.7,"d":"91"},"ISE/C.F55.L62/RoT/Y.23-11.A2","O(S)/10.5-8s-12/RH","PPF1 - side C","C","Y.23-11.A2","8s RO12/12","Sector 1","144-6",6,144,6,"F"]
[{"$nulls":22},0,"ribbon7",0,0,0,0,0,0,0,0,0,0,0,0,0,0,0,0,0,0,0,0,"-",null,null,{"$error":"#VALUE!"}]
[{"$nulls":21},2005073,3,"8F",{"v":90.6,"d":"91"},"ISE/C.F4.L2/RoT/Y.23-11.A2","O(S)/10.5-8s-12/RH","PPF1 - side C","C","Y.23-11.A2","8s RO12/12","Sector 1",0,2005073,3,6,{"v":90.6,"d":"91"},"ISE/C.F4.L2/RoT/Y.23-11.A2","O(S)/10.5-8s-12/RH","PPF1 - side C","C","Y.23-11.A2","8s RO12/12","Sector 1","73-7",7,73,8,"F"]
[{"$nulls":21},2005074,1,2,{"v":90.6,"d":"91"},"ISE/C.F4.L2/RoT/Y.23-11.A2","O(S)/10.5-8s-12/RH","PPF1 - side C","C","Y.23-11.A2","8s RO12/12","Sector 1",0,2005074,1,"4 F",{"v":90.6,"d":"91"},"ISE/C.F4.L2/RoT/Y.23-11.A2","O(S)/10.5-8s-12/RH","PPF1 - side C","C","Y.23-11.A2","8s RO12/12","Sector 1","74-7",7,74,2]
[{"$nulls":21},2005075,2,"1 F",{"v":90.6,"d":"91"},"ISE/C.F4.L2/RoT/Y.23-11.A2","O(S)/10.5-8s-12/RH","PPF1 - side C","C","Y.23-11.A2","8s RO12/12","Sector 1",0,2005075,2,3,{"v":90.6,"d":"91"},"ISE/C.F4.L2/RoT/Y.23-11.A2","O(S)/10.5-8s-12/RH","PPF1 - side C","C","Y.23-11.A2","8s RO12/12","Sector 1","75-7",7,75,1,"F"]
[{"$nulls":21},2005076,4,"1 F",{"v":90.6,"d":"91"},"ISE/C.F4.L2/RoT/Y.23-11.A2","O(S)/10.5-8s-12/RH","PPF1 - side C","C","Y.23-11.A2","8s RO12/12","Sector 1",0,2005076,4,8,{"v":90.6,"d":"91"},"ISE/C.F4.L2/RoT/Y.23-11.A2","O(S)/10.5-8s-12/RH","PPF1 - side C","C","Y.23-11.A2","8s RO12/12","Sector 1","76-7",7,76,1,"F"]
[{"$nulls":21},2005077,6,"xxx",{"v":90.6,"d":"91"},"ISE/C.F4.L2/RoT/Y.23-11.A2","O(S)/10.5-6s-12/RH","PPF1 - side C","C","Y.23-11.A2","6s RO12/12","Sector 1",0,2005077,6,6,{"v":90.6,"d":"91"},"ISE/C.F4.L2/RoT/Y.23-11.A2","O(S)/10.5-6s-12/RH","PPF1 - side C","C","Y.23-11.A2","6s RO12/12","Sector 1","77-7",7,77,{"$error":"#VALUE!"}]
[{"$nulls":21},2005078,5,"xxx",{"v":90.6,"d":"91"},"ISE/C.F4.L2/RoT/Y.23-11.A2","O(S)/10.5-6s-12/RH","PPF1 - side C","C","Y.23-11.A2","6s RO12/12","Sector 1",0,2005078,5,4,{"v":90.6,"d":"91"},"ISE/C.F4.L2/RoT/Y.23-11.A2","O(S)/10.5-6s-12/RH","PPF1 - side C","C","Y.23-11.A2","6s RO12/12","Sector 1","78-7",7,78,{"$error":"#VALUE!"}]
[{"$nulls":21},2005088,26,"6 F",{"v":85.4,"d":"85"},"ISE/C.F12.L9/RoT/Y.23-11.A2","O(S)/10.5-8s-12/RH","PPF1 - side C","C","Y.23-11.A2","8s RO12/12","Sector 3",0,2005088,26,"1 F",{"v":85.4,"d":"85"},"ISE/C.F12.L9/RoT/Y.23-11.A2","O(S)/10.5-8s-12/RH","PPF1 - side C","C","Y.23-11.A2","8s RO12/12","Sector 3","88-7",7,88,6,"F"]
[{"$nulls":21},2005089,30,8,{"v":85.4,"d":"85"},"ISE/C.F12.L9/RoT/Y.23-11.A2","O(S)/10.5-8s-12/RH","PPF1 - side C","C","Y.23-11.A2","8s RO12/12","Sector 3",0,2005089,30,3,{"v":85.4,"d":"85"},"ISE/C.F12.L9/RoT/Y.23-11.A2","O(S)/10.5-8s-12/RH","PPF1 - side C","C","Y.23-11.A2","8s RO12/12","Sector 3","89-7",7,89,8]
[{"$nulls":21},2005090,34,"7 F",{"v":85.4,"d":"85"},"ISE/C.F12.L9/RoT/Y.23-11.A2","O(S)/10.5-8s-12/RH","PPF1 - side C","C","Y.23-11.A2","8s RO12/12","Sector 3",0,2005090,34,"1 F",{"v":85.4,"d":"85"},"ISE/C.F12.L9/RoT/Y.23-11.A2","O(S)/10.5-8s-12/RH","PPF1 - side C","C","Y.23-11.A2","8s RO12/12","Sector 3","90-7",7,90,7,"F"]
[{"$nulls":21},2005091,10,2,{"v":75.8,"d":"76"},"ISE/C.F19.L23/RoT/Y.23-11.A2","O(S)/10.5-8s-12/RH","PPF1 - side C","C","Y.23-11.A2","8s RO12/12","Sector 7",0,2005091,10,8,{"v":75.8,"d":"76"},"ISE/C.F19.L23/RoT/Y.23-11.A2","O(S)/10.5-8s-12/RH","PPF1 - side C","C","Y.23-11.A2","8s RO12/12","Sector 7","91-7",7,91,2]
[{"$nulls":21},2005092,13,3,{"v":75.8,"d":"76"},"ISE/C.F19.L23/RoT/Y.23-11.A2","O(S)/10.5-8s-12/RH","PPF1 - side C","C","Y.23-11.A2","8s RO12/12","Sector 7",0,2005092,13,"4 F",{"v":75.8,"d":"76"},"ISE/C.F19.L23/RoT/Y.23-11.A2","O(S)/10.5-8s-12/RH","PPF1 - side C","C","Y.23-11.A2","8s RO12/12","Sector 7","92-7",7,92,3]
[{"$nulls":21},2005093,7,1,{"v":75.8,"d":"76"},"ISE/C.F19.L23/RoT/Y.23-11.A2","O(S)/10.5-8s-12/RH","PPF1 - side C","C","Y.23-11.A2","8s RO12/12","Sector 7",0,2005093,7,8,{"v":75.8,"d":"76"},"ISE/C.F19.L23/RoT/Y.23-11.A2","O(S)/10.5-8s-12/RH","PPF1 - side C","C","Y.23-11.A2","8s RO12/12","Sector 7","93-7",7,93,1]
[{"$nulls":21},2005094,19,"xxx",{"v":75.8,"d":"76"},"ISE/C.F19.L23/RoT/Y.23-11.A2","O(S)/10.5-6s-12/RH","PPF1 - side C","C","Y.23-11.A2","6s RO12/12","Sector 7",0,2005094,19,6,{"v":75.8,"d":"76"},"ISE/C.F19.L23/RoT/Y.23-11.A2","O(S)/10.5-6s-12/RH","PPF1 - side C","C","Y.23-11.A2","6s RO12/12","Sector 7","94-7",7,94,{"$error":"#VALUE!"}]
[{"$nulls":21},2005095,22,"xxx",{"v":75.8,"d":"76"},"ISE/C.F19.L23/RoT/Y.23-11.A2","O(S)/10.5-6s-12/RH","PPF1 - side C","C","Y.23-11.A2","6s RO12/12","Sector 7",0,2005095,22,6,{"v":75.8,"d":"76"},"ISE/C.F19.L23/RoT/Y.23-11.A2","O(S)/10.5-6s-12/RH","PPF1 - side C","C","Y.23-11.A2","6s RO12/12","Sector 7","95-7",7,95,{"$error":"#VALUE!"}]
[{"$nulls":21},2005096,16,"xxx",{"v":75.8,"d":"76"},"ISE/C.F19.L23/RoT/Y.23-11.A2","O(S)/10.5-6s-12/RH","PPF1 - side C","C","Y.23-11.A2","6s RO12/12","Sector 7",0,2005096,16,"1F",{"v":75.8,"d":"76"},"ISE/C.F19.L23/RoT/Y.23-11.A2","O(S)/10.5-6s-12/RH","PPF1 - side C","C","Y.23-11.A2","6s RO12/12","Sector 7","96-7",7,96,{"$error":"#VALUE!"}]
[{"$nulls":21},2005106,29,2,{"v":68.8,"d":"69"},"ISE/C.F27.L30/RoT/Y.23-11.A2","O(S)/10.5-8s-12/RH","PPF1 - side C","C","Y.23-11.A2","8s RO12/12","Sector 9",0,2005106,29,8,{"v":68.8,"d":"69"},"ISE/C.F27.L30/RoT/Y.23-11.A2","O(S)/10.5-8s-12/RH","PPF1 - side C","C","Y.23-11.A2","8s RO12/12","Sector 9","106-7",7,106,2]
[{"$nulls":21},2005107,33,1,{"v":68.8,"d":"69"},"ISE/C.F27.L30/RoT/Y.23-11.A2","O(S)/10.5-8s-12/RH","PPF1 - side C","C","Y.23-11.A2","8s RO12/12","Sector 9",0,2005107,33,7,{"v":68.8,"d":"69"},"ISE/C.F27.L30/RoT/Y.23-11.A2","O(S)/10.5-8s-12/RH","PPF1 - side C","C","Y.23-11.A2","8s RO12/12","Sector 9","107-7",7,107,1]
[{"$nulls":21},2005108,25,2,{"v":68.8,"d":"69"},"ISE/C.F27.L30/RoT/Y.23-11.A2","O(S)/10.5-8s-12/RH","PPF1 - side C","C","Y.23-11.A2","8s RO12/12","Sector 9",0,2005108,25,6,{"v":68.8,"d":"69"},"ISE/C.F27.L30/RoT/Y.23-11.A2","O(S)/10.5-8s-12/RH","PPF1 - side C","C","Y.23-11.A2","8s RO12/12","Sector 9","108-7",7,108,2]
[{"$nulls":21},2005109,8,"7 F",{"v":69.1,"d":"69"},"ISE/C.F32.L34/RoT/Y.23-11.A2","O(S)/10.5-8s-12/RH","PPF1 - side C","C","Y.23-11.A2","8s RO12/12","Sector 9",0,2005109,8,"1 F",{"v":69.1,"d":"69"},"ISE/C.F32.L34/RoT/Y.23-11.A2","O(S)/10.5-8s-12/RH","PPF1 - side C","C","Y.23-11.A2","8s RO12/12","Sector 9","109-7",7,109,7,"F"]
[{"$nulls":21},2005110,14,2,{"v":69.1,"d":"69"},"ISE/C.F32.L34/RoT/Y.23-11.A2","O(S)/10.5-8s-12/RH","PPF1 - side C","C","Y.23-11.A2","8s RO12/12","Sector 9",0,2005110,14,8,{"v":69.1,"d":"69"},"ISE/C.F32.L34/RoT/Y.23-11.A2","O(S)/10.5-8s-12/RH","PPF1 - side C","C","Y.23-11.A2","8s RO12/12","Sector 9","110-7",7,110,2]
[{"$nulls":21},2005111,11,"7 F",{"v":69.1,"d":"69"},"ISE/C.F32.L34/RoT/Y.23-11.A2","O(S)/10.5-8s-12/RH","PPF1 - side C","C","Y.23-11.A2","8s RO12/12","Sector 9",0,2005111,11,"1 F",{"v":69.1,"d":"69"},"ISE/C.F32.L34/RoT/Y.23-11.A2","O(S)/10.5-8s-12/RH","PPF1 - side C","C","Y.23-11.A2","8s RO12/12","Sector 9","111-7",7,111,7,"F"]
[{"$nulls":21},2005112,23,"xxx",{"v":69.1,"d":"69"},"ISE/C.F32.L34/RoT/Y.23-11.A2","O(S)/10.5-6s-12/RH","PPF1 - side C","C","Y.23-11.A2","6s RO12/12","Sector 9",0,2005112,23,"1 F",{"v":69.1,"d":"69"},"ISE/C.F32.L34/RoT/Y.23-11.A2","O(S)/10.5-6s-12/RH","PPF1 - side C","C","Y.23-11.A2","6s RO12/12","Sector 9","112-7",7,112,{"$error":"#VALUE!"}]
[{"$nulls":21},2005113,20,"xxx",{"v":69.1,"d":"69"},"ISE/C.F32.L34/RoT/Y.23-11.A2","O(S)/10.5-6s-12/RH","PPF1 - side C","C","Y.23-11.A2","6s RO12/12","Sector 9",0,2005113,20,"2 F",{"v":69.1,"d":"69"},"ISE/C.F32.L34/RoT/Y.23-11.A2","O(S)/10.5-6s-12/RH","PPF1 - side C","C","Y.23-11.A2","6s RO12/12","Sector 9","113-7",7,113,{"$error":"#VALUE!"}]
[{"$nulls":21},2005114,17,"xxx",{"v":69.1,"d":"69"},"ISE/C.F32.L34/RoT/Y.23-11.A2","O(S)/10.5-6s-12/RH","PPF1 - side C","C","Y.23-11.A2","6s RO12/12","Sector 9",0,2005114,17,"1 F",{"v":69.1,"d":"69"},"ISE/C.F32.L34/RoT/Y.23-11.A2","O(S)/10.5-6s-12/RH","PPF1 - side C","C","Y.23-11.A2","6s RO12/12","Sector 9","114-7",7,114,{"$error":"#VALUE!"}]
[{"$nulls":21},2005124,31,"6F",{"v":80.1,"d":"80"},"ISE/C.F40.L43/RoT/Y.23-11.A2","O(S)/10.5-8s-12/RH","PPF1 - side C","C","Y.23-11.A2","8s RO12/12","Sector 11",0,2005124,31,"3F",{"v":80.1,"d":"80"},"ISE/C.F40.L43/RoT/Y.23-11.A2","O(S)/10.5-8s-12/RH","PPF1 - side C","C","Y.23-11.A2","8s RO12/12","Sector 11","124-7",7,124,6,"F"]
[{"$nulls":21},2005125,35,7,{"v":80.1,"d":"80"},"ISE/C.F40.L43/RoT/Y.23-11.A2","O(S)/10.5-8s-12/RH","PPF1 - side C","C","Y.23-11.A2","8s RO12/12","Sector 11",0,2005125,35,"2 F",{"v":80.1,"d":"80"},"ISE/C.F40.L43/RoT/Y.23-11.A2","O(S)/10.5-8s-12/RH","PPF1 - side C","C","Y.23-11.A2","8s RO12/12","Sector 11","125-7",7,125,7]
[{"$nulls":21},2005126,27,2,{"v":80.1,"d":"80"},"ISE/C.F40.L43/RoT/Y.23-11.A2","O(S)/10.5-8s-12/RH","PPF1 - side C","C","Y.23-11.A2","8s RO12/12","Sector 11",0,2005126,27,"6 F",{"v":80.1,"d":"80"},"ISE/C.F40.L43/RoT/Y.23-11.A2","O(S)/10.5-8s-12/RH","PPF1 - side C","C","Y.23-11.A2","8s RO12/12","Sector 11","126-7",7,126,2]
[{"$nulls":21},2005127,12,1,{"v":88.3,"d":"88"},"ISE/C.F47.L53/RoT/Y.23-11.A2","O(S)/10.5-8s-12/RH","PPF1 - side C","C","Y.23-11.A2","8s RO12/12","Sector 15",0,2005127,12,2,{"v":88.3,"d":"88"},"ISE/C.F47.L53/RoT/Y.23-11.A2","O(S)/10.5-8s-12/RH","PPF1 - side C","C","Y.23-11.A2","8s RO12/12","Sector 15","127-7",7,127,1]
[{"$nulls":21},2005128,9,"7F",{"v":88.3,"d":"88"},"ISE/C.F47.L53/RoT/Y.23-11.A2","O(S)/10.5-8s-12/RH","PPF1 - side C","C","Y.23-11.A2","8s RO12/12","Sector 15",0,2005128,9,"1F",{"v":88.3,"d":"88"},"ISE/C.F47.L53/RoT/Y.23-11.A2","O(S)/10.5-8s-12/RH","PPF1 - side C","C","Y.23-11.A2","8s RO12/12","Sector 15","128-7",7,128,7,"F"]
[{"$nulls":21},2005129,15,3,{"v":88.3,"d":"88"},"ISE/C.F47.L53/RoT/Y.23-11.A2","O(S)/10.5-8s-12/RH","PPF1 - side C","C","Y.23-11.A2","8s RO12/12","Sector 15",0,2005129,15,8,{"v":88.3,"d":"88"},"ISE/C.F47.L53/RoT/Y.23-11.A2","O(S)/10.5-8s-12/RH","PPF1 - side C","C","Y.23-11.A2","8s RO12/12","Sector 15","129-7",7,129,3]
[{"$nulls":21},2005130,21,"xxx",{"v":88.3,"d":"88"},"ISE/C.F47.L53/RoT/Y.23-11.A2","O(S)/10.5-6s-12/RH","PPF1 - side C","C","Y.23-11.A2","6s RO12/12","Sector 15",0,2005130,21,"1 F",{"v":88.3,"d":"88"},"ISE/C.F47.L53/RoT/Y.23-11.A2","O(S)/10.5-6s-12/RH","PPF1 - side C","C","Y.23-11.A2","6s RO12/12","Sector 15","130-7",7,130,{"$error":"#VALUE!"}]
[{"$nulls":21},2005131,24,"xxx",{"v":88.3,"d":"88"},"ISE/C.F47.L53/RoT/Y.23-11.A2","O(S)/10.5-6s-12/RH","PPF1 - side C","C","Y.23-11.A2","6s RO12/12","Sector 15",0,2005131,24,6,{"v":88.3,"d":"88"},"ISE/C.F47.L53/RoT/Y.23-11.A2","O(S)/10.5-6s-12/RH","PPF1 - side C","C","Y.23-11.A2","6s RO12/12","Sector 15","131-7",7,131,{"$error":"#VALUE!"}]
[{"$nulls":21},2005132,18,"xxx",{"v":88.3,"d":"88"},"ISE/C.F47.L53/RoT/Y.23-11.A2","O(S)/10.5-6s-12/RH","PPF1 - side C","C","Y.23-11.A2","6s RO12/12","Sector 15",0,2005132,18,6,{"v":88.3,"d":"88"},"ISE/C.F47.L53/RoT/Y.23-11.A2","O(S)/10.5-6s-12/RH","PPF1 - side C","C","Y.23-11.A2","6s RO12/12","Sector 15","132-7",7,132,{"$error":"#VALUE!"}]
[{"$nulls":21},2005142,28,"7 F",{"v":90.7,"d":"91"},"ISE/C.F55.L62/RoT/Y.23-11.A2","O(S)/10.5-8s-12/RH","PPF1 - side C","C","Y.23-11.A2","8s RO12/12","Sector 1",0,2005142,28,"1 F",{"v":90.7,"d":"91"},"ISE/C.F55.L62/RoT/Y.23-11.A2","O(S)/10.5-8s-12/RH","PPF1 - side C","C","Y.23-11.A2","8s RO12/12","Sector 1","142-7",7,142,7,"F"]
[{"$nulls":21},2005143,36,"3F",{"v":90.7,"d":"91"},"ISE/C.F55.L62/RoT/Y.23-11.A2","O(S)/10.5-8s-12/RH","PPF1 - side C","C","Y.23-11.A2","8s RO12/12","Sector 1",0,2005143,36,7,{"v":90.7,"d":"91"},"ISE/C.F55.L62/RoT/Y.23-11.A2","O(S)/10.5-8s-12/RH","PPF1 - side C","C","Y.23-11.A2","8s RO12/12","Sector 1","143-7",7,143,3,"F"]
[{"$nulls":21},2005144,32,"7F",{"v":90.7,"d":"91"},"ISE/C.F55.L62/RoT/Y.23-11.A2","O(S)/10.5-8s-12/RH","PPF1 - side C","C","Y.23-11.A2","8s RO12/12","Sector 1",0,2005144,32,"1F",{"v":90.7,"d":"91"},"ISE/C.F55.L62/RoT/Y.23-11.A2","O(S)/10.5-8s-12/RH","PPF1 - side C","C","Y.23-11.A2","8s RO12/12","Sector 1","144-7",7,144,7,"F"]
[{"$nulls":23},"ribbon8",{"$nulls":20},"-",null,null,{"$error":"#VALUE!"}]
[{"$nulls":21},2005073,3,"7F",{"v":90.6,"d":"91"},"ISE/C.F4.L2/RoT/Y.23-11.A2","O(S)/10.5-8s-12/RH","PPF1 - side C","C","Y.23-11.A2","8s RO12/12","Sector 1",0,2005073,3,6,{"v":90.6,"d":"91"},"ISE/C.F4.L2/RoT/Y.23-11.A2","O(S)/10.5-8s-12/RH","PPF1 - side C","C","Y.23-11.A2","8s RO12/12","Sector 1","73-8",8,73,7,"F"]
[{"$nulls":21},2005074,1,1,{"v":90.6,"d":"91"},"ISE/C.F4.L2/RoT/Y.23-11.A2","O(S)/10.5-8s-12/RH","PPF1 - side C","C","Y.23-11.A2","8s RO12/12","Sector 1",0,2005074,1,"4 F",{"v":90.6,"d":"91"},"ISE/C.F4.L2/RoT/Y.23-11.A2","O(S)/10.5-8s-12/RH","PPF1 - side C","C","Y.23-11.A2","8s RO12/12","Sector 1","74-8",8,74,1]
[{"$nulls":21},2005075,2,"6 F",{"v":90.6,"d":"91"},"ISE/C.F4.L2/RoT/Y.23-11.A2","O(S)/10.5-8s-12/RH","PPF1 - side C","C","Y.23-11.A2","8s RO12/12","Sector 1",0,2005075,2,3,{"v":90.6,"d":"91"},"ISE/C.F4.L2/RoT/Y.23-11.A2","O(S)/10.5-8s-12/RH","PPF1 - side C","C","Y.23-11.A2","8s RO12/12","Sector 1","75-8",8,75,6,"F"]
[{"$nulls":21},2005076,4,5,{"v":90.6,"d":"91"},"ISE/C.F4.L2/RoT/Y.23-11.A2","O(S)/10.5-8s-12/RH","PPF1 - side C","C","Y.23-11.A2","8s RO12/12","Sector 1",0,2005076,4,8,{"v":90.6,"d":"91"},"ISE/C.F4.L2/RoT/Y.23-11.A2","O(S)/10.5-8s-12/RH","PPF1 - side C","C","Y.23-11.A2","8s RO12/12","Sector 1","76-8",8,76,5]
[{"$nulls":21},2005077,6,"xxx",{"v":90.6,"d":"91"},"ISE/C.F4.L2/RoT/Y.23-11.A2","O(S)/10.5-6s-12/RH","PPF1 - side C","C","Y.23-11.A2","6s RO12/12","Sector 1",0,2005077,6,6,{"v":90.6,"d":"91"},"ISE/C.F4.L2/RoT/Y.23-11.A2","O(S)/10.5-6s-12/RH","PPF1 - side C","C","Y.23-11.A2","6s RO12/12","Sector 1","77-8",8,77,{"$error":"#VALUE!"}]
[{"$nulls":21},2005078,5,"xxx",{"v":90.6,"d":"91"},"ISE/C.F4.L2/RoT/Y.23-11.A2","O(S)/10.5-6s-12/RH","PPF1 - side C","C","Y.23-11.A2","6s RO12/12","Sector 1",0,2005078,5,4,{"v":90.6,"d":"91"},"ISE/C.F4.L2/RoT/Y.23-11.A2","O(S)/10.5-6s-12/RH","PPF1 - side C","C","Y.23-11.A2","6s RO12/12","Sector 1","78-8",8,78,{"$error":"#VALUE!"}]
[{"$nulls":21},2005088,26,"7 F",{"v":85.4,"d":"85"},"ISE/C.F12.L9/RoT/Y.23-11.A2","O(S)/10.5-8s-12/RH","PPF1 - side C","C","Y.23-11.A2","8s RO12/12","Sector 3",0,2005088,26,"1 F",{"v":85.4,"d":"85"},"ISE/C.F12.L9/RoT/Y.23-11.A2","O(S)/10.5-8s-12/RH","PPF1 - side C","C","Y.23-11.A2","8s RO12/12","Sector 3","88-8",8,88,7,"F"]
[{"$nulls":21},2005089,30,"7 F",{"v":85.4,"d":"85"},"ISE/C.F12.L9/RoT/Y.23-11.A2","O(S)/10.5-8s-12/RH","PPF1 - side C","C","Y.23-11.A2","8s RO12/12","Sector 3",0,2005089,30,3,{"v":85.4,"d":"85"},"ISE/C.F12.L9/RoT/Y.23-11.A2","O(S)/10.5-8s-12/RH","PPF1 - side C","C","Y.23-11.A2","8s RO12/12","Sector 3","89-8",8,89,7,"F"]
[{"$nulls":21},2005090,34,"8 F",{"v":85.4,"d":"85"},"ISE/C.F12.L9/RoT/Y.23-11.A2","O(S)/10.5-8s-12/RH","PPF1 - side C","C","Y.23-11.A2","8s RO12/12","Sector 3",0,2005090,34,"1 F",{"v":85.4,"d":"85"},"ISE/C.F12.L9/RoT/Y.23-11.A2","O(S)/10.5-8s-12/RH","PPF1 - side C","C","Y.23-11.A2","8s RO12/12","Sector 3","90-8",8,90,8,"F"]
[{"$nulls":21},2005091,10,1,{"v":75.8,"d":"76"},"ISE/C.F19.L23/RoT/Y.23-11.A2","O(S)/10.5-8s-12/RH","PPF1 - side C","C","Y.23-11.A2","8s RO12/12","Sector 7",0,2005091,10,8,{"v":75.8,"d":"76"},"ISE/C.F19.L23/RoT/Y.23-11.A2","O(S)/10.5-8s-12/RH","PPF1 - side C","C","Y.23-11.A2","8s RO12/12","Sector 7","91-8",8,91,1]
[{"$nulls":21},2005092,13,7,{"v":75.8,"d":"76"},"ISE/C.F19.L23/RoT/Y.23-11.A2","O(S)/10.5-8s-12/RH","PPF1 - side C","C","Y.23-11.A2","8s RO12/12","Sector 7",0,2005092,13,"4 F",{"v":75.8,"d":"76"},"ISE/C.F19.L23/RoT/Y.23-11.A2","O(S)/10.5-8s-12/RH","PPF1 - side C","C","Y.23-11.A2","8s RO12/12","Sector 7","92-8",8,92,7]
[{"$nulls":21},2005093,7,2,{"v":75.8,"d":"76"},"ISE/C.F19.L23/RoT/Y.23-11.A2","O(S)/10.5-8s-12/RH","PPF1 - side C","C","Y.23-11.A2","8s RO12/12","Sector 7",0,2005093,7,8,{"v":75.8,"d":"76"},"ISE/C.F19.L23/RoT/Y.23-11.A2","O(S)/10.5-8s-12/RH","PPF1 - side C","C","Y.23-11.A2","8s RO12/12","Sector 7","93-8",8,93,2]
[{"$nulls":21},2005094,19,"xxx",{"v":75.8,"d":"76"},"ISE/C.F19.L23/RoT/Y.23-11.A2","O(S)/10.5-6s-12/RH","PPF1 - side C","C","Y.23-11.A2","6s RO12/12","Sector 7",0,2005094,19,6,{"v":75.8,"d":"76"},"ISE/C.F19.L23/RoT/Y.23-11.A2","O(S)/10.5-6s-12/RH","PPF1 - side C","C","Y.23-11.A2","6s RO12/12","Sector 7","94-8",8,94,{"$error":"#VALUE!"}]
[{"$nulls":21},2005095,22,"xxx",{"v":75.8,"d":"76"},"ISE/C.F19.L23/RoT/Y.23-11.A2","O(S)/10.5-6s-12/RH","PPF1 - side C","C","Y.23-11.A2","6s RO12/12","Sector 7",0,2005095,22,6,{"v":75.8,"d":"76"},"ISE/C.F19.L23/RoT/Y.23-11.A2","O(S)/10.5-6s-12/RH","PPF1 - side C","C","Y.23-11.A2","6s RO12/12","Sector 7","95-8",8,95,{"$error":"#VALUE!"}]
[{"$nulls":21},2005096,16,"xxx",{"v":75.8,"d":"76"},"ISE/C.F19.L23/RoT/Y.23-11.A2","O(S)/10.5-6s-12/RH","PPF1 - side C","C","Y.23-11.A2","6s RO12/12","Sector 7",0,2005096,16,"1F",{"v":75.8,"d":"76"},"ISE/C.F19.L23/RoT/Y.23-11.A2","O(S)/10.5-6s-12/RH","PPF1 - side C","C","Y.23-11.A2","6s RO12/12","Sector 7","96-8",8,96,{"$error":"#VALUE!"}]
[{"$nulls":21},2005106,29,1,{"v":68.8,"d":"69"},"ISE/C.F27.L30/RoT/Y.23-11.A2","O(S)/10.5-8s-12/RH","PPF1 - side C","C","Y.23-11.A2","8s RO12/12","Sector 9",0,2005106,29,8,{"v":68.8,"d":"69"},"ISE/C.F27.L30/RoT/Y.23-11.A2","O(S)/10.5-8s-12/RH","PPF1 - side C","C","Y.23-11.A2","8s RO12/12","Sector 9","106-8",8,106,1]
[{"$nulls":21},2005107,33,"8F",{"v":68.8,"d":"69"},"ISE/C.F27.L30/RoT/Y.23-11.A2","O(S)/10.5-8s-12/RH","PPF1 - side C","C","Y.23-11.A2","8s RO12/12","Sector 9",0,2005107,33,7,{"v":68.8,"d":"69"},"ISE/C.F27.L30/RoT/Y.23-11.A2","O(S)/10.5-8s-12/RH","PPF1 - side C","C","Y.23-11.A2","8s RO12/12","Sector 9","107-8",8,107,8,"F"]
[{"$nulls":21},2005108,25,1,{"v":68.8,"d":"69"},"ISE/C.F27.L30/RoT/Y.23-11.A2","O(S)/10.5-8s-12/RH","PPF1 - side C","C","Y.23-11.A2","8s RO12/12","Sector 9",0,2005108,25,6,{"v":68.8,"d":"69"},"ISE/C.F27.L30/RoT/Y.23-11.A2","O(S)/10.5-8s-12/RH","PPF1 - side C","C","Y.23-11.A2","8s RO12/12","Sector 9","108-8",8,108,1]
[{"$nulls":21},2005109,8,"8 F",{"v":69.1,"d":"69"},"ISE/C.F32.L34/RoT/Y.23-11.A2","O(S)/10.5-8s-12/RH","PPF1 - side C","C","Y.23-11.A2","8s RO12/12","Sector 9",0,2005109,8,"1 F",{"v":69.1,"d":"69"},"ISE/C.F32.L34/RoT/Y.23-11.A2","O(S)/10.5-8s-12/RH","PPF1 - side C","C","Y.23-11.A2","8s RO12/12","Sector 9","109-8",8,109,8,"F"]
[{"$nulls":21},2005110,14,1,{"v":69.1,"d":"69"},"ISE/C.F32.L34/RoT/Y.23-11.A2","O(S)/10.5-8s-12/RH","PPF1 - side C","C","Y.23-11.A2","8s RO12/12","Sector 9",0,2005110,14,8,{"v":69.1,"d":"69"},"ISE/C.F32.L34/RoT/Y.23-11.A2","O(S)/10.5-8s-12/RH","PPF1 - side C","C","Y.23-11.A2","8s RO12/12","Sector 9","110-8",8,110,1]
[{"$nulls":21},2005111,11,"8 F",{"v":69.1,"d":"69"},"ISE/C.F32.L34/RoT/Y.23-11.A2","O(S)/10.5-8s-12/RH","PPF1 - side C","C","Y.23-11.A2","8s RO12/12","Sector 9",0,2005111,11,"1 F",{"v":69.1,"d":"69"},"ISE/C.F32.L34/RoT/Y.23-11.A2","O(S)/10.5-8s-12/RH","PPF1 - side C","C","Y.23-11.A2","8s RO12/12","Sector 9","111-8",8,111,8,"F"]
[{"$nulls":21},2005112,23,"xxx",{"v":69.1,"d":"69"},"ISE/C.F32.L34/RoT/Y.23-11.A2","O(S)/10.5-6s-12/RH","PPF1 - side C","C","Y.23-11.A2","6s RO12/12","Sector 9",0,2005112,23,"1 F",{"v":69.1,"d":"69"},"ISE/C.F32.L34/RoT/Y.23-11.A2","O(S)/10.5-6s-12/RH","PPF1 - side C","C","Y.23-11.A2","6s RO12/12","Sector 9","112-8",8,112,{"$error":"#VALUE!"}]
[{"$nulls":21},2005113,20,"xxx",{"v":69.1,"d":"69"},"ISE/C.F32.L34/RoT/Y.23-11.A2","O(S)/10.5-6s-12/RH","PPF1 - side C","C","Y.23-11.A2","6s RO12/12","Sector 9",0,2005113,20,"2 F",{"v":69.1,"d":"69"},"ISE/C.F32.L34/RoT/Y.23-11.A2","O(S)/10.5-6s-12/RH","PPF1 - side C","C","Y.23-11.A2","6s RO12/12","Sector 9","113-8",8,113,{"$error":"#VALUE!"}]
[{"$nulls":21},2005114,17,"xxx",{"v":69.1,"d":"69"},"ISE/C.F32.L34/RoT/Y.23-11.A2","O(S)/10.5-6s-12/RH","PPF1 - side C","C","Y.23-11.A2","6s RO12/12","Sector 9",0,2005114,17,"1 F",{"v":69.1,"d":"69"},"ISE/C.F32.L34/RoT/Y.23-11.A2","O(S)/10.5-6s-12/RH","PPF1 - side C","C","Y.23-11.A2","6s RO12/12","Sector 9","114-8",8,114,{"$error":"#VALUE!"}]
[{"$nulls":21},2005124,31,"7F",{"v":80.1,"d":"80"},"ISE/C.F40.L43/RoT/Y.23-11.A2","O(S)/10.5-8s-12/RH","PPF1 - side C","C","Y.23-11.A2","8s RO12/12","Sector 11",0,2005124,31,"3F",{"v":80.1,"d":"80"},"ISE/C.F40.L43/RoT/Y.23-11.A2","O(S)/10.5-8s-12/RH","PPF1 - side C","C","Y.23-11.A2","8s RO12/12","Sector 11","124-8",8,124,7,"F"]
[{"$nulls":21},2005125,35,4,{"v":80.1,"d":"80"},"ISE/C.F40.L43/RoT/Y.23-11.A2","O(S)/10.5-8s-12/RH","PPF1 - side C","C","Y.23-11.A2","8s RO12/12","Sector 11",0,2005125,35,"2 F",{"v":80.1,"d":"80"},"ISE/C.F40.L43/RoT/Y.23-11.A2","O(S)/10.5-8s-12/RH","PPF1 - side C","C","Y.23-11.A2","8s RO12/12","Sector 11","125-8",8,125,4]
[{"$nulls":21},2005126,27,7,{"v":80.1,"d":"80"},"ISE/C.F40.L43/RoT/Y.23-11.A2","O(S)/10.5-8s-12/RH","PPF1 - side C","C","Y.23-11.A2","8s RO12/12","Sector 11",0,2005126,27,"6 F",{"v":80.1,"d":"80"},"ISE/C.F40.L43/RoT/Y.23-11.A2","O(S)/10.5-8s-12/RH","PPF1 - side C","C","Y.23-11.A2","8s RO12/12","Sector 11","126-8",8,126,7]
[{"$nulls":21},2005127,12,4,{"v":88.3,"d":"88"},"ISE/C.F47.L53/RoT/Y.23-11.A2","O(S)/10.5-8s-12/RH","PPF1 - side C","C","Y.23-11.A2","8s RO12/12","Sector 15",0,2005127,12,2,{"v":88.3,"d":"88"},"ISE/C.F47.L53/RoT/Y.23-11.A2","O(S)/10.5-8s-12/RH","PPF1 - side C","C","Y.23-11.A2","8s RO12/12","Sector 15","127-8",8,127,4]
[{"$nulls":21},2005128,9,"8F",{"v":88.3,"d":"88"},"ISE/C.F47.L53/RoT/Y.23-11.A2","O(S)/10.5-8s-12/RH","PPF1 - side C","C","Y.23-11.A2","8s RO12/12","Sector 15",0,2005128,9,"1F",{"v":88.3,"d":"88"},"ISE/C.F47.L53/RoT/Y.23-11.A2","O(S)/10.5-8s-12/RH","PPF1 - side C","C","Y.23-11.A2","8s RO12/12","Sector 15","128-8",8,128,8,"F"]
[{"$nulls":21},2005129,15,2,{"v":88.3,"d":"88"},"ISE/C.F47.L53/RoT/Y.23-11.A2","O(S)/10.5-8s-12/RH","PPF1 - side C","C","Y.23-11.A2","8s RO12/12","Sector 15",0,2005129,15,8,{"v":88.3,"d":"88"},"ISE/C.F47.L53/RoT/Y.23-11.A2","O(S)/10.5-8s-12/RH","PPF1 - side C","C","Y.23-11.A2","8s RO12/12","Sector 15","129-8",8,129,2]
[{"$nulls":21},2005130,21,"xxx",{"v":88.3,"d":"88"},"ISE/C.F47.L53/RoT/Y.23-11.A2","O(S)/10.5-6s-12/RH","PPF1 - side C","C","Y.23-11.A2","6s RO12/12","Sector 15",0,2005130,21,"1 F",{"v":88.3,"d":"88"},"ISE/C.F47.L53/RoT/Y.23-11.A2","O(S)/10.5-6s-12/RH","PPF1 - side C","C","Y.23-11.A2","6s RO12/12","Sector 15","130-8",8,130,{"$error":"#VALUE!"}]
[{"$nulls":21},2005131,24,"xxx",{"v":88.3,"d":"88"},"ISE/C.F47.L53/RoT/Y.23-11.A2","O(S)/10.5-6s-12/RH","PPF1 - side C","C","Y.23-11.A2","6s RO12/12","Sector 15",0,2005131,24,6,{"v":88.3,"d":"88"},"ISE/C.F47.L53/RoT/Y.23-11.A2","O(S)/10.5-6s-12/RH","PPF1 - side C","C","Y.23-11.A2","6s RO12/12","Sector 15","131-8",8,131,{"$error":"#VALUE!"}]
[{"$nulls":21},2005132,18,"xxx",{"v":88.3,"d":"88"},"ISE/C.F47.L53/RoT/Y.23-11.A2","O(S)/10.5-6s-12/RH","PPF1 - side C","C","Y.23-11.A2","6s RO12/12","Sector 15",0,2005132,18,6,{"v":88.3,"d":"88"},"ISE/C.F47.L53/RoT/Y.23-11.A2","O(S)/10.5-6s-12/RH","PPF1 - side C","C","Y.23-11.A2","6s RO12/12","Sector 15","132-8",8,132,{"$error":"#VALUE!"}]
[{"$nulls":21},2005142,28,"8 F",{"v":90.7,"d":"91"},"ISE/C.F55.L62/RoT/Y.23-11.A2","O(S)/10.5-8s-12/RH","PPF1 - side C","C","Y.23-11.A2","8s RO12/12","Sector 1",0,2005142,28,"1 F",{"v":90.7,"d":"91"},"ISE/C.F55.L62/RoT/Y.23-11.A2","O(S)/10.5-8s-12/RH","PPF1 - side C","C","Y.23-11.A2","8s RO12/12","Sector 1","142-8",8,142,8,"F"]
[{"$nulls":21},2005143,36,"1 F",{"v":90.7,"d":"91"},"ISE/C.F55.L62/RoT/Y.23-11.A2","O(S)/10.5-8s-12/RH","PPF1 - side C","C","Y.23-11.A2","8s RO12/12","Sector 1",0,2005143,36,7,{"v":90.7,"d":"91"},"ISE/C.F55.L62/RoT/Y.23-11.A2","O(S)/10.5-8s-12/RH","PPF1 - side C","C","Y.23-11.A2","8s RO12/12","Sector 1","143-8",8,143,1,"F"]
[{"$nulls":21},2005144,32,"8F",{"v":90.7,"d":"91"},"ISE/C.F55.L62/RoT/Y.23-11.A2","O(S)/10.5-8s-12/RH","PPF1 - side C","C","Y.23-11.A2","8s RO12/12","Sector 1",0,2005144,32,"1F",{"v":90.7,"d":"91"},"ISE/C.F55.L62/RoT/Y.23-11.A2","O(S)/10.5-8s-12/RH","PPF1 - side C","C","Y.23-11.A2","8s RO12/12","Sector 1","144-8",8,144,8,"F"]